## 7th Edition Items
Sort # | 7th ItemNo | ItemDescription | Units | Contract Type | Item Category | Item Use | Standard Drawing | Strip Old Size Indicator | Add Digit | Find Size | Convert To Number | Lookup New Size Indicator | Check for "with Paving" | Check for "Extra Depth"
| 1100D | 2" Temporary Water Main | LS | CITY | Water | Pipe | x |  | 1100 | 2 | 2 | #REF!
| 1100F | 4" Temporary Water Main | LS | CITY | Water | Pipe | x |  | 1100 | 4 | 4 | #REF!
| 1100H | 6" Temporary Water Main | LS | CITY | Water | Pipe | x |  | 1100 | 6 | 6 | #REF!
| 1100J | 8" Temporary Water Main | LS | CITY | Water | Pipe | x |  | 1100 | 8 | 8 | #REF!
| 1100DP | 2" Temporary Water Main with Paving | LS | JOINT | Water | Pipe | x |  | 1100 | 2 | 2 | #REF! | P
| 1100FP | 4" Temporary Water Main with Paving | LS | JOINT | Water | Pipe | x |  | 1100 | 4 | 4 | #REF! | P
| 1100HP | 6" Temporary Water Main with Paving | LS | JOINT | Water | Pipe | x |  | 1100 | 6 | 6 | #REF! | P
| 1100JP | 8" Temporary Water Main with Paving | LS | JOINT | Water | Pipe | x |  | 1100 | 8 | 8 | #REF! | P
| 1500D | 2" Ductile Iron Water Pipe | LF | CITY | Water | Pipe | x | #REF! | 1500 | 2 | 2 | #REF!
| 1500DP | 2" Ductile Iron Water Pipe with Paving | LF | JOINT | Water | Pipe | x | #REF! | 1500 | 2 | 2 | #REF! | P
| 1500F | 4" Ductile Iron Water Pipe | LF | CITY | Water | Pipe | x | #REF! | 1500 | 4 | 4 | #REF!
| 1500FP | 4" Ductile Iron Water Pipe with Paving | LF | JOINT | Water | Pipe | x | #REF! | 1500 | 4 | 4 | #REF! | P
| 1500H | 6" Ductile Iron Water Pipe | LF | CITY | Water | Pipe | x | #REF! | 1500 | 6 | 6 | #REF!
| 1500HP | 6" Ductile Iron Water Pipe with Paving | LF | JOINT | Water | Pipe | x | #REF! | 1500 | 6 | 6 | #REF! | P
| 1500J | 8" Ductile Iron Water Pipe | LF | CITY | Water | Pipe | x | #REF! | 1500 | 8 | 8 | #REF!
| 1500JP | 8" Ductile Iron Water Pipe with Paving | LF | JOINT | Water | Pipe | x | #REF! | 1500 | 8 | 8 | #REF! | P
| 1500K | 10" Ductile Iron Water Pipe | LF | CITY | Water | Pipe | x | #REF! | 1500 | 10 | 10 | #REF!
| 1500KP | 10" Ductile Iron Water Pipe with Paving | LF | JOINT | Water | Pipe | x | #REF! | 1500 | 10 | 10 | #REF! | P
| 1500L | 12" Ductile Iron Water Pipe | LF | CITY | Water | Pipe | x | #REF! | 1500 | 12 | 12 | #REF!
| 1500LP | 12" Ductile Iron Water Pipe with Paving | LF | JOINT | Water | Pipe | x | #REF! | 1500 | 12 | 12 | #REF! | P
| 1500Q | 16" Ductile Iron Water Pipe | LF | CITY | Water | Pipe | x | #REF! | 1500 | 16 | 16 | #REF!
| 1500QP | 16" Ductile Iron Water Pipe with Paving | LF | JOINT | Water | Pipe | x | #REF! | 1500 | 16 | 16 | #REF! | P
| 1500S | 20" Ductile Iron Water Pipe | LF | CITY | Water | Pipe | x | #REF! | 1500 | 20 | 20 | #REF!
| 1500SP | 20" Ductile Iron Water Pipe with Paving | LF | JOINT | Water | Pipe | x | #REF! | 1500 | 20 | 20 | #REF! | P
| 1500V | 24" Ductile Iron Water Pipe | LF | CITY | Water | Pipe | x | #REF! | 1500 | 24 | 24 | #REF!
| 1500VP | 24" Ductile Iron Water Pipe with Paving | LF | JOINT | Water | Pipe | x | #REF! | 1500 | 24 | 24 | #REF! | P
| 1500Y | 30" Ductile Iron Water Pipe | LF | CITY | Water | Pipe | x | #REF! | 1500 | 30 | 30 | #REF!
| 1500YP | 30" Ductile Iron Water Pipe with Paving | LF | JOINT | Water | Pipe | x | #REF! | 1500 | 30 | 30 | #REF! | P
| 1500AA | 36" Ductile Iron Water Pipe | LF | CITY | Water | Pipe | x | #REF! | 1500 | 36 | 36 | #REF!
| 1500AAP | 36" Ductile Iron Water Pipe with Paving | LF | JOINT | Water | Pipe | x | #REF! | 1500 | 36 | 36 | #REF! | P
| 1500AE | 48" Ductile Iron Water Pipe | LF | CITY | Water | Pipe | x | #REF! | 1500 | 48 | 48 | #REF!
| 1500AF | 54" Ductile Iron Water Pipe | LF | CITY | Water | Pipe | x | #REF! | 1500 | 54 | 54 | #REF!
| 1500AG | 60" Ductile Iron Water Pipe | LF | CITY | Water | Pipe | x | #REF! | 1500 | 60 | 60 | #REF!
| 1505F | 4" Ductile Iron Water Pipe Aerial Crossing | LF | CITY | Water | Pipe | x |  | 1505 | 4 | 4 | #REF!
| 1505H | 6" Ductile Iron Water Pipe Aerial Crossing | LF | CITY | Water | Pipe | x |  | 1505 | 6 | 6 | #REF!
| 1505J | 8" Ductile Iron Water Pipe Aerial Crossing | LF | CITY | Water | Pipe | x |  | 1505 | 8 | 8 | #REF!
| 1505K | 10" Ductile Iron Water Pipe Aerial Crossing | LF | CITY | Water | Pipe | x |  | 1505 | 10 | 10 | #REF!
| 1505L | 12" Ductile Iron Water Pipe Aerial Crossing | LF | CITY | Water | Pipe | x |  | 1505 | 12 | 12 | #REF!
| 1505Q | 16" Ductile Iron Water Pipe Aerial Crossing | LF | CITY | Water | Pipe | x |  | 1505 | 16 | 16 | #REF!
| 1505S | 20" Ductile Iron Water Pipe Aerial Crossing | LF | CITY | Water | Pipe | x |  | 1505 | 20 | 20 | #REF!
| 1505V | 24" Ductile Iron Water Pipe Aerial Crossing | LF | CITY | Water | Pipe | x |  | 1505 | 24 | 24 | #REF!
| 1505Y | 30" Ductile Iron Water Pipe Aerial Crossing | LF | CITY | Water | Pipe | x |  | 1505 | 30 | 30 | #REF!
| 1505AA | 36" Ductile Iron Water Pipe Aerial Crossing | LF | CITY | Water | Pipe | x |  | 1505 | 36 | 36 | #REF!
| 1505AE | 48" Ductile Iron Water Pipe Aerial Crossing | LF | CITY | Water | Pipe | x |  | 1505 | 48 | 48 | #REF!
| 1505AF | 54" Ductile Iron Water Pipe Aerial Crossing | LF | CITY | Water | Pipe | x |  | 1505 | 54 | 54 | #REF!
| 1505AG | 60" Ductile Iron Water Pipe Aerial Crossing | LF | CITY | Water | Pipe | x |  | 1505 | 60 | 60 | #REF!
| 1600S | 20" Steel Water Pipe | LF | CITY | Water | Pipe | x | 160 | 1600 | 20 | 20 | #REF!
| 1600SP | 20" Steel Water Pipe with Paving | LF | JOINT | Water | Pipe | x | 160 | 1600 | 20 | 20 | #REF! | P
| 1600V | 24" Steel Water Pipe | LF | CITY | Water | Pipe | x | 160 | 1600 | 24 | 24 | #REF!
| 1600VP | 24" Steel Water Pipe with Paving | LF | JOINT | Water | Pipe | x | 160 | 1600 | 24 | 24 | #REF! | P
| 1600Y | 30" Steel Water Pipe | LF | CITY | Water | Pipe | x | 160 | 1600 | 30 | 30 | #REF!
| 1600YP | 30" Steel Water Pipe with Paving | LF | JOINT | Water | Pipe | x | 160 | 1600 | 30 | 30 | #REF! | P
| 1600AA | 36" Steel Water Pipe | LF | CITY | Water | Pipe | x | 160 | 1600 | 36 | 36 | #REF!
| 1600AAP | 36" Steel Water Pipe with Paving | LF | JOINT | Water | Pipe | x | 160 | 1600 | 36 | 36 | #REF! | P
| 1600AC | 42" Steel Water Pipe | LF | CITY | Water | Pipe | x | 160 | 1600 | 42 | 42 | #REF!
| 1600ACP | 42" Steel Water Pipe with Paving | LF | JOINT | Water | Pipe | x | 160 | 1600 | 42 | 42 | #REF! | P
| 1600AE | 48" Steel Water Pipe | LF | CITY | Water | Pipe | x | 160 | 1600 | 48 | 48 | #REF!
| 1600AEP | 48" Steel Water Pipe with Paving | LF | JOINT | Water | Pipe | x | 160 | 1600 | 48 | 48 | #REF! | P
| 1600AF | 54" Steel Water Pipe | LF | CITY | Water | Pipe | x | 160 | 1600 | 54 | 54 | #REF!
| 1600AFP | 54" Steel Water Pipe with Paving | LF | JOINT | Water | Pipe | x | 160 | 1600 | 54 | 54 | #REF! | P
| 1600AG | 60" Steel Water Pipe | LF | CITY | Water | Pipe | x | 160 | 1600 | 60 | 60 | #REF!
| 1600AGP | 60" Steel Water Pipe with Paving | LF | JOINT | Water | Pipe | x | 160 | 1600 | 60 | 60 | #REF! | P
| 1600AH | 66" Steel Water Pipe | LF | CITY | Water | Pipe | x | 160 | 1600 | 66 | 66 | #REF!
| 1600AHP | 66" Steel Water Pipe with Paving | LF | JOINT | Water | Pipe | x | 160 | 1600 | 66 | 66 | #REF! | P
| 1600AJ | 72" Steel Water Pipe | LF | CITY | Water | Pipe | x | 160 | 1600 | 72 | 72 | #REF!
| 1600AJP | 72" Steel Water Pipe with Paving | LF | JOINT | Water | Pipe | x | 160 | 1600 | 72 | 72 | #REF! | P
| 1600AK | 78" Steel Water Pipe | LF | CITY | Water | Pipe | x | 160 | 1600 | 78 | 78 | #REF!
| 1600AKP | 78" Steel Water Pipe with Paving | LF | JOINT | Water | Pipe | x | 160 | 1600 | 78 | 78 | #REF! | P
| 1600AL | 84" Steel Water Pipe | LF | CITY | Water | Pipe | x | 160 | 1600 | 84 | 84 | #REF!
| 1600ALP | 84" Steel Water Pipe with Paving | LF | JOINT | Water | Pipe | x | 160 | 1600 | 84 | 84 | #REF! | P
| 1600AM | 90" Steel Water Pipe | LF | CITY | Water | Pipe | x | 160 | 1600 | 90 | 90 | #REF!
| 1600AMP | 90" Steel Water Pipe with Paving | LF | JOINT | Water | Pipe | x | 160 | 1600 | 90 | 90 | #REF! | P
| 1600AN | 96" Steel Water Pipe | LF | CITY | Water | Pipe | x | 160 | 1600 | 96 | 96 | #REF!
| 1600ANP | 96" Steel Water Pipe with Paving | LF | JOINT | Water | Pipe | x | 160 | 1600 | 96 | 96 | #REF! | P
| 1600AQ | 102" Steel Water Pipe | LF | CITY | Water | Pipe | x | 160 | 1600 | 102 | 102 | #REF!
| 1600AQP | 102" Steel Water Pipe with Paving | LF | JOINT | Water | Pipe | x | 160 | 1600 | 102 | 102 | #REF! | P
| 1600AR | 108" Steel Water Pipe | LF | CITY | Water | Pipe | x | 160 | 1600 | 108 | 108 | #REF!
| 1600ARP | 108" Steel Water Pipe with Paving | LF | JOINT | Water | Pipe | x | 160 | 1600 | 108 | 108 | #REF! | P
| 1600AS | 114" Steel Water Pipe | LF | CITY | Water | Pipe | x | 160 | 1600 | 114 | 114 | #REF!
| 1600ASP | 114" Steel Water Pipe with Paving | LF | JOINT | Water | Pipe | x | 160 | 1600 | 114 | 114 | #REF! | P
| 1600AU | 120" Steel Water Pipe | LF | CITY | Water | Pipe | x | 160 | 1600 | 120 | 120 | #REF!
| 1600AUP | 120" Steel Water Pipe with Paving | LF | JOINT | Water | Pipe | x | 160 | 1600 | 120 | 120 | #REF! | P
| 1600AV | 126" Steel Water Pipe | LF | CITY | Water | Pipe | x | 160 | 1600 | 126 | 126 | #REF!
| 1600AVP | 126" Steel Water Pipe with Paving | LF | JOINT | Water | Pipe | x | 160 | 1600 | 126 | 126 | #REF! | P
| 1600AW | 132" Steel Water Pipe | LF | CITY | Water | Pipe | x | 160 | 1600 | 132 | 132 | #REF!
| 1600AWP | 132" Steel Water Pipe with Paving | LF | JOINT | Water | Pipe | x | 160 | 1600 | 132 | 132 | #REF! | P
| 1600AY | 138" Steel Water Pipe | LF | CITY | Water | Pipe | x | 160 | 1600 | 138 | 138 | #REF!
| 1600AYP | 138" Steel Water Pipe with Paving | LF | JOINT | Water | Pipe | x | 160 | 1600 | 138 | 138 | #REF! | P
| 1600AZ | 144" Steel Water Pipe | LF | CITY | Water | Pipe | x | 160 | 1600 | 144 | 144 | #REF!
| 1600AZP | 144" Steel Water Pipe with Paving | LF | JOINT | Water | Pipe | x | 160 | 1600 | 144 | 144 | #REF! | P
| 1800D | 2" PVC Water Pipe | LF | CITY | Water | Pipe | x | #REF! | 1800 | 2 | 2 | #REF!
| 1800F | 4" PVC Water Pipe | LF | CITY | Water | Pipe | x | #REF! | 1800 | 4 | 4 | #REF!
| 1800FP | 4" PVC Water Pipe with Paving | LF | JOINT | Water | Pipe | x | #REF! | 1800 | 4 | 4 | #REF! | P
| 1800H | 6" PVC Water Pipe | LF | CITY | Water | Pipe | x | #REF! | 1800 | 6 | 6 | #REF!
| 1800HP | 6" PVC Water Pipe with Paving | LF | JOINT | Water | Pipe | x | #REF! | 1800 | 6 | 6 | #REF! | P
| 1800J | 8" PVC Water Pipe | LF | CITY | Water | Pipe | x | #REF! | 1800 | 8 | 8 | #REF!
| 1800JP | 8" PVC Water Pipe with Paving | LF | JOINT | Water | Pipe | x | #REF! | 1800 | 8 | 8 | #REF! | P
| 1800K | 10" PVC Water Pipe | LF | CITY | Water | Pipe | x | #REF! | 1800 | 10 | 10 | #REF!
| 1800KP | 10" PVC Water Pipe with Paving | LF | JOINT | Water | Pipe | x | #REF! | 1800 | 10 | 10 | #REF! | P
| 1800L | 12" PVC Water Pipe | LF | CITY | Water | Pipe | x | #REF! | 1800 | 12 | 12 | #REF!
| 1800LP | 12" PVC Water Pipe with Paving | LF | JOINT | Water | Pipe | x | #REF! | 1800 | 12 | 12 | #REF! | P
| 1805Q | 16" PVC Water Pipe | LF | CITY | Water | Pipe | x | #REF! | 1805 | 16 | 16 | #REF!
| 1805QP | 16" PVC Water Pipe with Paving | LF | JOINT | Water | Pipe | x | #REF! | 1805 | 16 | 16 | #REF! | P
| 1810F | 4" Fusible PVC Water Pipe | LF | CITY | Water | Pipe | x |  | 1810 | 4 | 4 | #REF!
| 1810FP | 4" Fusible PVC Water Pipe with Paving | LF | JOINT | Water | Pipe | x |  | 1810 | 4 | 4 | #REF! | P
| 1810H | 6" Fusible PVC Water Pipe | LF | CITY | Water | Pipe | x |  | 1810 | 6 | 6 | #REF!
| 1810HP | 6" Fusible PVC Water Pipe with Paving | LF | JOINT | Water | Pipe | x |  | 1810 | 6 | 6 | #REF! | P
| 1810J | 8" Fusible PVC Water Pipe | LF | CITY | Water | Pipe | x |  | 1810 | 8 | 8 | #REF!
| 1810JP | 8" Fusible PVC Water Pipe with Paving | LF | JOINT | Water | Pipe | x |  | 1810 | 8 | 8 | #REF! | P
| 1810L | 12" Fusible PVC Water Pipe | LF | CITY | Water | Pipe | x |  | 1810 | 12 | 12 | #REF!
| 1810LP | 12" Fusible PVC Water Pipe with Paving | LF | JOINT | Water | Pipe | x |  | 1810 | 12 | 12 | #REF! | P
| 1810Q | 16" Fusible PVC Water Pipe | LF | CITY | Water | Pipe | x |  | 1810 | 16 | 16 | #REF!
| 1810QP | 16" Fusible PVC Water Pipe with Paving | LF | JOINT | Water | Pipe | x |  | 1810 | 16 | 16 | #REF! | P
| 1810R | 18" Fusible PVC Water Pipe | LF | CITY | Water | Pipe | x |  | 1810 | 18 | 18 | #REF!
| 1810RP | 18" Fusible PVC Water Pipe with Paving | LF | JOINT | Water | Pipe | x |  | 1810 | 18 | 18 | #REF! | P
| 1820F | 4" Restrained Joint PVC Water Pipe | LF | CITY | Water | Pipe | x |  | 1820 | 4 | 4 | #REF!
| 1820FP | 4" Restrained Joint PVC Water Pipe with Paving | LF | JOINT | Water | Pipe | x |  | 1820 | 4 | 4 | #REF! | P
| 1820H | 6" Restrained Joint PVC Water Pipe | LF | CITY | Water | Pipe | x |  | 1820 | 6 | 6 | #REF!
| 1820HP | 6" Restrained Joint PVC Water Pipe with Paving | LF | JOINT | Water | Pipe | x |  | 1820 | 6 | 6 | #REF! | P
| 1820J | 8" Restrained Joint PVC Water Pipe | LF | CITY | Water | Pipe | x |  | 1820 | 8 | 8 | #REF!
| 1820JP | 8" Restrained Joint PVC Water Pipe with Paving | LF | JOINT | Water | Pipe | x |  | 1820 | 8 | 8 | #REF! | P
| 1820L | 12" Restrained Joint PVC Water Pipe | LF | CITY | Water | Pipe | x |  | 1820 | 12 | 12 | #REF!
| 1820LP | 12" Restrained Joint PVC Water Pipe with Paving | LF | JOINT | Water | Pipe | x |  | 1820 | 12 | 12 | #REF! | P
| 1900FP | 4" PVC or Ductile Iron Water Pipe with Paving | LF | JOINT | Water | Pipe | x | #REF! | 1900 | 4 | 4 | #REF! | P
| 1900HP | 6" PVC or Ductile Iron Water Pipe with Paving | LF | JOINT | Water | Pipe | x | #REF! | 1900 | 6 | 6 | #REF! | P
| 1900JP | 8" PVC or Ductile Iron Water Pipe with Paving | LF | JOINT | Water | Pipe | x | #REF! | 1900 | 8 | 8 | #REF! | P
| 1900KP | 10" PVC or Ductile Iron Water Pipe with Paving | LF | JOINT | Water | Pipe | x | #REF! | 1900 | 10 | 10 | #REF! | P
| 1900LP | 12" PVC or Ductile Iron Water Pipe with Paving | LF | JOINT | Water | Pipe | x | #REF! | 1900 | 12 | 12 | #REF! | P
| 2000K | 10" Bar-Wrapped Concrete Cylinder Pipe | LF | CITY | Water | Pipe | x | #REF! | 2000 | 10 | 10 | #REF!
| 2000KP | 10" Bar-Wrapped Concrete Cylinder Pipe with Paving | LF | JOINT | Water | Pipe | x | #REF! | 2000 | 10 | 10 | #REF! | P
| 2000L | 12" Bar-Wrapped Concrete Cylinder Pipe | LF | CITY | Water | Pipe | x | #REF! | 2000 | 12 | 12 | #REF!
| 2000LP | 12" Bar-Wrapped Concrete Cylinder Pipe with Paving | LF | JOINT | Water | Pipe | x | #REF! | 2000 | 12 | 12 | #REF! | P
| 2000M | 14" Bar-Wrapped Concrete Cylinder Pipe | LF | CITY | Water | Pipe | x | #REF! | 2000 | 14 | 14 | #REF!
| 2000MP | 14" Bar-Wrapped Concrete Cylinder Pipe with Paving | LF | JOINT | Water | Pipe | x | #REF! | 2000 | 14 | 14 | #REF! | P
| 2000Q | 16" Bar-Wrapped Concrete Cylinder Pipe | LF | CITY | Water | Pipe | x | #REF! | 2000 | 16 | 16 | #REF!
| 2000QP | 16" Bar-Wrapped Concrete Cylinder Pipe with Paving | LF | JOINT | Water | Pipe | x | #REF! | 2000 | 16 | 16 | #REF! | P
| 2000R | 18" Bar-Wrapped Concrete Cylinder Pipe | LF | CITY | Water | Pipe | x | #REF! | 2000 | 18 | 18 | #REF!
| 2000RP | 18" Bar-Wrapped Concrete Cylinder Pipe with Paving | LF | JOINT | Water | Pipe | x | #REF! | 2000 | 18 | 18 | #REF! | P
| 2000S | 20" Bar-Wrapped Concrete Cylinder Pipe | LF | CITY | Water | Pipe | x | #REF! | 2000 | 20 | 20 | #REF!
| 2000SP | 20" Bar-Wrapped Concrete Cylinder Pipe with Paving | LF | JOINT | Water | Pipe | x | #REF! | 2000 | 20 | 20 | #REF! | P
| 2000V | 24" Bar-Wrapped Concrete Cylinder Pipe | LF | CITY | Water | Pipe | x | #REF! | 2000 | 24 | 24 | #REF!
| 2000VP | 24" Bar-Wrapped Concrete Cylinder Pipe with Paving | LF | JOINT | Water | Pipe | x | #REF! | 2000 | 24 | 24 | #REF! | P
| 2000W | 27" Bar-Wrapped Concrete Cylinder Pipe | LF | CITY | Water | Pipe | x | #REF! | 2000 | 27 | 27 | #REF!
| 2000WP | 27" Bar-Wrapped Concrete Cylinder Pipe with Paving | LF | JOINT | Water | Pipe | x | #REF! | 2000 | 27 | 27 | #REF! | P
| 2000Y | 30" Bar-Wrapped Concrete Cylinder Pipe | LF | CITY | Water | Pipe | x | #REF! | 2000 | 30 | 30 | #REF!
| 2000YP | 30" Bar-Wrapped Concrete Cylinder Pipe with Paving | LF | JOINT | Water | Pipe | x | #REF! | 2000 | 30 | 30 | #REF! | P
| 2000AA | 36" Bar-Wrapped Concrete Cylinder Pipe | LF | CITY | Water | Pipe | x | #REF! | 2000 | 36 | 36 | #REF!
| 2000AAP | 36" Bar-Wrapped Concrete Cylinder Pipe with Paving | LF | JOINT | Water | Pipe | x | #REF! | 2000 | 36 | 36 | #REF! | P
| 2000AC | 42" Bar-Wrapped Concrete Cylinder Pipe | LF | CITY | Water | Pipe | x | #REF! | 2000 | 42 | 42 | #REF!
| 2000ACP | 42" Bar-Wrapped Concrete Cylinder Pipe with Paving | LF | JOINT | Water | Pipe | x | #REF! | 2000 | 42 | 42 | #REF! | P
| 2000AE | 48" Bar-Wrapped Concrete Cylinder Pipe | LF | CITY | Water | Pipe | x | #REF! | 2000 | 48 | 48 | #REF!
| 2000AEP | 48" Bar-Wrapped Concrete Cylinder Pipe with Paving | LF | JOINT | Water | Pipe | x | #REF! | 2000 | 48 | 48 | #REF! | P
| 2010Q | 16" Prestressed Concrete Cylinder Pipe | LF | CITY | Water | Pipe | x | #REF! | 2010 | 16 | 16 | #REF!
| 2010QP | 16" Prestressed Concrete Cylinder Pipe with Paving | LF | JOINT | Water | Pipe | x | #REF! | 2010 | 16 | 16 | #REF! | P
| 2010R | 18" Prestressed Concrete Cylinder Pipe | LF | CITY | Water | Pipe | x | #REF! | 2010 | 18 | 18 | #REF!
| 2010RP | 18" Prestressed Concrete Cylinder Pipe with Paving | LF | JOINT | Water | Pipe | x | #REF! | 2010 | 18 | 18 | #REF! | P
| 2010S | 20" Prestressed Concrete Cylinder Pipe | LF | CITY | Water | Pipe | x | #REF! | 2010 | 20 | 20 | #REF!
| 2010SP | 20" Prestressed Concrete Cylinder Pipe with Paving | LF | JOINT | Water | Pipe | x | #REF! | 2010 | 20 | 20 | #REF! | P
| 2010V | 24" Prestressed Concrete Cylinder Pipe | LF | CITY | Water | Pipe | x | #REF! | 2010 | 24 | 24 | #REF!
| 2010VP | 24" Prestressed Concrete Cylinder Pipe with Paving | LF | JOINT | Water | Pipe | x | #REF! | 2010 | 24 | 24 | #REF! | P
| 2010Y | 30" Prestressed Concrete Cylinder Pipe | LF | CITY | Water | Pipe | x | #REF! | 2010 | 30 | 30 | #REF!
| 2010YP | 30" Prestressed Concrete Cylinder Pipe with Paving | LF | JOINT | Water | Pipe | x | #REF! | 2010 | 30 | 30 | #REF! | P
| 2010AA | 36" Prestressed Concrete Cylinder Pipe | LF | CITY | Water | Pipe | x | #REF! | 2010 | 36 | 36 | #REF!
| 2010AAP | 36" Prestressed Concrete Cylinder Pipe with Paving | LF | JOINT | Water | Pipe | x | #REF! | 2010 | 36 | 36 | #REF! | P
| 2010AC | 42" Prestressed Concrete Cylinder Pipe | LF | CITY | Water | Pipe | x | #REF! | 2010 | 42 | 42 | #REF!
| 2010ACP | 42" Prestressed Concrete Cylinder Pipe with Paving | LF | JOINT | Water | Pipe | x | #REF! | 2010 | 42 | 42 | #REF! | P
| 2010AE | 48" Prestressed Concrete Cylinder Pipe | LF | CITY | Water | Pipe | x | #REF! | 2010 | 48 | 48 | #REF!
| 2010AEP | 48" Prestressed Concrete Cylinder Pipe with Paving | LF | JOINT | Water | Pipe | x | #REF! | 2010 | 48 | 48 | #REF! | P
| 2010AF | 54" Prestressed Concrete Cylinder Pipe | LF | CITY | Water | Pipe | x | #REF! | 2010 | 54 | 54 | #REF!
| 2010AFP | 54" Prestressed Concrete Cylinder Pipe with Paving | LF | JOINT | Water | Pipe | x | #REF! | 2010 | 54 | 54 | #REF! | P
| 2010AG | 60" Prestressed Concrete Cylinder Pipe | LF | CITY | Water | Pipe | x | #REF! | 2010 | 60 | 60 | #REF!
| 2010AGP | 60" Prestressed Concrete Cylinder Pipe with Paving | LF | JOINT | Water | Pipe | x | #REF! | 2010 | 60 | 60 | #REF! | P
| 2010AH | 66" Prestressed Concrete Cylinder Pipe | LF | CITY | Water | Pipe | x | #REF! | 2010 | 66 | 66 | #REF!
| 2010AHP | 66" Prestressed Concrete Cylinder Pipe with Paving | LF | JOINT | Water | Pipe | x | #REF! | 2010 | 66 | 66 | #REF! | P
| 2010AJ | 72" Prestressed Concrete Cylinder Pipe | LF | CITY | Water | Pipe | x | #REF! | 2010 | 72 | 72 | #REF!
| 2010AJP | 72" Prestressed Concrete Cylinder Pipe with Paving | LF | JOINT | Water | Pipe | x | #REF! | 2010 | 72 | 72 | #REF! | P
| 2010AK | 78" Prestressed Concrete Cylinder Pipe | LF | CITY | Water | Pipe | x | #REF! | 2010 | 78 | 78 | #REF!
| 2010AKP | 78" Prestressed Concrete Cylinder Pipe with Paving | LF | JOINT | Water | Pipe | x | #REF! | 2010 | 78 | 78 | #REF! | P
| 2010AL | 84" Prestressed Concrete Cylinder Pipe | LF | CITY | Water | Pipe | x | #REF! | 2010 | 84 | 84 | #REF!
| 2010ALP | 84" Prestressed Concrete Cylinder Pipe with Paving | LF | JOINT | Water | Pipe | x | #REF! | 2010 | 84 | 84 | #REF! | P
| 2010AM | 90" Prestressed Concrete Cylinder Pipe | LF | CITY | Water | Pipe | x | #REF! | 2010 | 90 | 90 | #REF!
| 2010AMP | 90" Prestressed Concrete Cylinder Pipe with Paving | LF | JOINT | Water | Pipe | x | #REF! | 2010 | 90 | 90 | #REF! | P
| 2010AN | 96" Prestressed Concrete Cylinder Pipe | LF | CITY | Water | Pipe | x | #REF! | 2010 | 96 | 96 | #REF!
| 2010ANP | 96" Prestressed Concrete Cylinder Pipe with Paving | LF | JOINT | Water | Pipe | x | #REF! | 2010 | 96 | 96 | #REF! | P
| 2010AQ | 102" Prestressed Concrete Cylinder Pipe | LF | CITY | Water | Pipe | x | #REF! | 2010 | 102 | 102 | #REF!
| 2010AQP | 102" Prestressed Concrete Cylinder Pipe with Paving | LF | JOINT | Water | Pipe | x | #REF! | 2010 | 102 | 102 | #REF! | P
| 2010AR | 108" Prestressed Concrete Cylinder Pipe | LF | CITY | Water | Pipe | x | #REF! | 2010 | 108 | 108 | #REF!
| 2010ARP | 108" Prestressed Concrete Cylinder Pipe with Paving | LF | JOINT | Water | Pipe | x | #REF! | 2010 | 108 | 108 | #REF! | P
| 2010AS | 114" Prestressed Concrete Cylinder Pipe | LF | CITY | Water | Pipe | x | #REF! | 2010 | 114 | 114 | #REF!
| 2010ASP | 114" Prestressed Concrete Cylinder Pipe with Paving | LF | JOINT | Water | Pipe | x | #REF! | 2010 | 114 | 114 | #REF! | P
| 2010AU | 120" Prestressed Concrete Cylinder Pipe | LF | CITY | Water | Pipe | x | #REF! | 2010 | 120 | 120 | #REF!
| 2010AUP | 120" Prestressed Concrete Cylinder Pipe with Paving | LF | JOINT | Water | Pipe | x | #REF! | 2010 | 120 | 120 | #REF! | P
| 2010AV | 126" Prestressed Concrete Cylinder Pipe | LF | CITY | Water | Pipe | x | #REF! | 2010 | 126 | 126 | #REF!
| 2010AVP | 126" Prestressed Concrete Cylinder Pipe with Paving | LF | JOINT | Water | Pipe | x | #REF! | 2010 | 126 | 126 | #REF! | P
| 2010AW | 132" Prestressed Concrete Cylinder Pipe | LF | CITY | Water | Pipe | x | #REF! | 2010 | 132 | 132 | #REF!
| 2010AWP | 132" Prestressed Concrete Cylinder Pipe with Paving | LF | JOINT | Water | Pipe | x | #REF! | 2010 | 132 | 132 | #REF! | P
| 2010AY | 138" Prestressed Concrete Cylinder Pipe | LF | CITY | Water | Pipe | x | #REF! | 2010 | 138 | 138 | #REF!
| 2010AYP | 138" Prestressed Concrete Cylinder Pipe with Paving | LF | JOINT | Water | Pipe | x | #REF! | 2010 | 138 | 138 | #REF! | P
| 2010AZ | 144" Prestressed Concrete Cylinder Pipe | LF | CITY | Water | Pipe | x | #REF! | 2010 | 144 | 144 | #REF!
| 2010AZP | 144" Prestressed Concrete Cylinder Pipe with Paving | LF | JOINT | Water | Pipe | x | #REF! | 2010 | 144 | 144 | #REF! | P
| 2100HX | 6" Extra Depth Water Pipe (+20') | LF | ALL | Water | Excavation | x |  | 2100 | 6 | 6 | #REF! |  | X
| 2100JX | 8" Extra Depth Water Pipe (+20') | LF | ALL | Water | Excavation | x |  | 2100 | 8 | 8 | #REF! |  | X
| 2100KX | 10" Extra Depth Water Pipe (+20') | LF | ALL | Water | Excavation | x |  | 2100 | 10 | 10 | #REF! |  | X
| 2100LX | 12" Extra Depth Water Pipe (+20') | LF | ALL | Water | Excavation | x |  | 2100 | 12 | 12 | #REF! |  | X
| 2100MX | 14" Extra Depth Water Pipe (+20') | LF | ALL | Water | Excavation | x |  | 2100 | 14 | 14 | #REF! |  | X
| 2100QX | 16" Extra Depth Water Pipe (+20') | LF | ALL | Water | Excavation | x |  | 2100 | 16 | 16 | #REF! |  | X
| 2100RX | 18" Extra Depth Water Pipe (+20') | LF | ALL | Water | Excavation | x |  | 2100 | 18 | 18 | #REF! |  | X
| 2100SX | 20" Extra Depth Water Pipe (+20') | LF | ALL | Water | Excavation | x |  | 2100 | 20 | 20 | #REF! |  | X
| 2100VX | 24" Extra Depth Water Pipe (+20') | LF | ALL | Water | Excavation | x |  | 2100 | 24 | 24 | #REF! |  | X
| 2100WX | 27" Extra Depth Water Pipe (+20') | LF | ALL | Water | Excavation | x |  | 2100 | 27 | 27 | #REF! |  | X
| 2100YX | 30" Extra Depth Water Pipe (+20') | LF | ALL | Water | Excavation | x |  | 2100 | 30 | 30 | #REF! |  | X
| 2100AAX | 36" Extra Depth Water Pipe (+20') | LF | ALL | Water | Excavation | x |  | 2100 | 36 | 36 | #REF! |  | X
| 2100ACX | 42" Extra Depth Water Pipe (+20') | LF | ALL | Water | Excavation | x |  | 2100 | 42 | 42 | #REF! |  | X
| 2100AEX | 48" Extra Depth Water Pipe (+20') | LF | ALL | Water | Excavation | x |  | 2100 | 48 | 48 | #REF! |  | X
| 2100AFX | 54" Extra Depth Water Pipe (+20') | LF | ALL | Water | Excavation | x |  | 2100 | 54 | 54 | #REF! |  | X
| 2100AGX | 60" Extra Depth Water Pipe (+20') | LF | ALL | Water | Excavation | x |  | 2100 | 60 | 60 | #REF! |  | X
| 2100AHX | 66" Extra Depth Water Pipe (+20') | LF | ALL | Water | Excavation | x |  | 2100 | 66 | 66 | #REF! |  | X
| 2100AJX | 72" Extra Depth Water Pipe (+20') | LF | ALL | Water | Excavation | x |  | 2100 | 72 | 72 | #REF! |  | X
| 2100AKX | 78" Extra Depth Water Pipe (+20') | LF | ALL | Water | Excavation | x |  | 2100 | 78 | 78 | #REF! |  | X
| 2100ALX | 84" Extra Depth Water Pipe (+20') | LF | ALL | Water | Excavation | x |  | 2100 | 84 | 84 | #REF! |  | X
| 2100AMX | 90" Extra Depth Water Pipe (+20') | LF | ALL | Water | Excavation | x |  | 2100 | 90 | 90 | #REF! |  | X
| 2100ANX | 96" Extra Depth Water Pipe (+20') | LF | ALL | Water | Excavation | x |  | 2100 | 96 | 96 | #REF! |  | X
| 2100AQX | 102" Extra Depth Water Pipe (+20') | LF | ALL | Water | Excavation | x |  | 2100 | 102 | 102 | #REF! |  | X
| 2100ARX | 108" Extra Depth Water Pipe (+20') | LF | ALL | Water | Excavation | x |  | 2100 | 108 | 108 | #REF! |  | X
| 2100ASX | 114" Extra Depth Water Pipe (+20') | LF | ALL | Water | Excavation | x |  | 2100 | 114 | 114 | #REF! |  | X
| 2100AUX | 120" Extra Depth Water Pipe (+20') | LF | ALL | Water | Excavation | x |  | 2100 | 120 | 120 | #REF! |  | X
| 2100AWX | 132" Extra Depth Water Pipe (+20') | LF | ALL | Water | Excavation | x |  | 2100 | 132 | 132 | #REF! |  | X
| 2100AYX | 138" Extra Depth Water Pipe (+20') | LF | ALL | Water | Excavation | x |  | 2100 | 138 | 138 | #REF! |  | X
| 2100AZX | 144" Extra Depth Water Pipe (+20') | LF | ALL | Water | Excavation | x |  | 2100 | 144 | 144 | #REF! |  | X
| 3000H | 6" Clay Wastewater Pipe | LF | CITY | Wastewater | Pipe | x | #REF! | 3000 | 6 | 6 | #REF!
| 3000HP | 6" Clay Wastewater Pipe with Paving | LF | JOINT | Wastewater | Pipe | x | #REF! | 3000 | 6 | 6 | #REF! | P
| 3000J | 8" Clay Wastewater Pipe | LF | CITY | Wastewater | Pipe | x | #REF! | 3000 | 8 | 8 | #REF!
| 3000JP | 8" Clay Wastewater Pipe with Paving | LF | JOINT | Wastewater | Pipe | x | #REF! | 3000 | 8 | 8 | #REF! | P
| 3000K | 10" Clay Wastewater Pipe | LF | CITY | Wastewater | Pipe | x | #REF! | 3000 | 10 | 10 | #REF!
| 3000KP | 10" Clay Wastewater Pipe with Paving | LF | JOINT | Wastewater | Pipe | x | #REF! | 3000 | 10 | 10 | #REF! | P
| 3000L | 12" Clay Wastewater Pipe | LF | CITY | Wastewater | Pipe | x | #REF! | 3000 | 12 | 12 | #REF!
| 3000LP | 12" Clay Wastewater Pipe with Paving | LF | JOINT | Wastewater | Pipe | x | #REF! | 3000 | 12 | 12 | #REF! | P
| 3000N | 15" Clay Wastewater Pipe | LF | CITY | Wastewater | Pipe | x | #REF! | 3000 | 15 | 15 | #REF!
| 3000NP | 15" Clay Wastewater Pipe with Paving | LF | JOINT | Wastewater | Pipe | x | #REF! | 3000 | 15 | 15 | #REF! | P
| 3000R | 18" Clay Wastewater Pipe | LF | CITY | Wastewater | Pipe | x | #REF! | 3000 | 18 | 18 | #REF!
| 3000RP | 18" Clay Wastewater Pipe with Paving | LF | JOINT | Wastewater | Pipe | x | #REF! | 3000 | 18 | 18 | #REF! | P
| 3000U | 21" Clay Wastewater Pipe | LF | CITY | Wastewater | Pipe | x | #REF! | 3000 | 21 | 21 | #REF!
| 3000UP | 21" Clay Wastewater Pipe with Paving | LF | JOINT | Wastewater | Pipe | x | #REF! | 3000 | 21 | 21 | #REF! | P
| 3000V | 24" Clay Wastewater Pipe | LF | CITY | Wastewater | Pipe | x | #REF! | 3000 | 24 | 24 | #REF!
| 3000VP | 24" Clay Wastewater Pipe with Paving | LF | JOINT | Wastewater | Pipe | x | #REF! | 3000 | 24 | 24 | #REF! | P
| 3100H | 6" PVC Wastewater Pipe | LF | CITY | Wastewater | Pipe | x | #REF! | 3100 | 6 | 6 | #REF!
| 3100HP | 6" PVC Wastewater Pipe with Paving | LF | JOINT | Wastewater | Pipe | x | #REF! | 3100 | 6 | 6 | #REF! | P
| 3100J | 8" PVC Wastewater Pipe | LF | CITY | Wastewater | Pipe | x | #REF! | 3100 | 8 | 8 | #REF!
| 3100JP | 8" PVC Wastewater Pipe with Paving | LF | JOINT | Wastewater | Pipe | x | #REF! | 3100 | 8 | 8 | #REF! | P
| 3100K | 10" PVC Wastewater Pipe | LF | CITY | Wastewater | Pipe | x | #REF! | 3100 | 10 | 10 | #REF!
| 3100KP | 10" PVC Wastewater Pipe with Paving | LF | JOINT | Wastewater | Pipe | x | #REF! | 3100 | 10 | 10 | #REF! | P
| 3100L | 12" PVC Wastewater Pipe | LF | CITY | Wastewater | Pipe | x | #REF! | 3100 | 12 | 12 | #REF!
| 3100LP | 12" PVC Wastewater Pipe with Paving | LF | JOINT | Wastewater | Pipe | x | #REF! | 3100 | 12 | 12 | #REF! | P
| 3100N | 15" PVC Wastewater Pipe | LF | CITY | Wastewater | Pipe | x | #REF! | 3100 | 15 | 15 | #REF!
| 3100NP | 15" PVC Wastewater Pipe with Paving | LF | JOINT | Wastewater | Pipe | x | #REF! | 3100 | 15 | 15 | #REF! | P
| 3100R | 18" PVC Wastewater Pipe | LF | CITY | Wastewater | Pipe | x | #REF! | 3100 | 18 | 18 | #REF!
| 3100RP | 18" PVC Wastewater Pipe with Paving | LF | JOINT | Wastewater | Pipe | x | #REF! | 3100 | 18 | 18 | #REF! | P
| 3100U | 21" PVC Wastewater Pipe | LF | CITY | Wastewater | Pipe | x | #REF! | 3100 | 21 | 21 | #REF!
| 3100UP | 21" PVC Wastewater Pipe with Paving | LF | JOINT | Wastewater | Pipe | x | #REF! | 3100 | 21 | 21 | #REF! | P
| 3100V | 24" PVC Wastewater Pipe | LF | CITY | Wastewater | Pipe | x | #REF! | 3100 | 24 | 24 | #REF!
| 3100VP | 24" PVC Wastewater Pipe with Paving | LF | JOINT | Wastewater | Pipe | x | #REF! | 3100 | 24 | 24 | #REF! | P
| 3100W | 27" PVC Wastewater Pipe | LF | CITY | Wastewater | Pipe | x | #REF! | 3100 | 27 | 27 | #REF!
| 3100WP | 27" PVC Wastewater Pipe with Paving | LF | JOINT | Wastewater | Pipe | x | #REF! | 3100 | 27 | 27 | #REF! | P
| 3100Y | 30" PVC Wastewater Pipe | LF | CITY | Wastewater | Pipe | x | #REF! | 3100 | 30 | 30 | #REF!
| 3100YP | 30" PVC Wastewater Pipe with Paving | LF | JOINT | Wastewater | Pipe | x | #REF! | 3100 | 30 | 30 | #REF! | P
| 3100Z | 33" PVC Wastewater Pipe | LF | CITY | Wastewater | Pipe | x | #REF! | 3100 | 33 | 33 | #REF!
| 3100ZP | 33" PVC Wastewater Pipe with Paving | LF | JOINT | Wastewater | Pipe | x | #REF! | 3100 | 33 | 33 | #REF! | P
| 3100AA | 36" PVC Wastewater Pipe | LF | CITY | Wastewater | Pipe | x | #REF! | 3100 | 36 | 36 | #REF!
| 3100AAP | 36" PVC Wastewater Pipe with Paving | LF | JOINT | Wastewater | Pipe | x | #REF! | 3100 | 36 | 36 | #REF! | P
| 3100AB | 39" PVC Wastewater Pipe | LF | CITY | Wastewater | Pipe | x | #REF! | 3100 | 39 | 39 | #REF!
| 3100ABP | 39" PVC Wastewater Pipe with Paving | LF | JOINT | Wastewater | Pipe | x | #REF! | 3100 | 39 | 39 | #REF! | P
| 3100AC | 42" PVC Wastewater Pipe | LF | CITY | Wastewater | Pipe | x | #REF! | 3100 | 42 | 42 | #REF!
| 3100ACP | 42" PVC Wastewater Pipe with Paving | LF | JOINT | Wastewater | Pipe | x | #REF! | 3100 | 42 | 42 | #REF! | P
| 3100AE | 48" PVC Wastewater Pipe | LF | CITY | Wastewater | Pipe | x | #REF! | 3100 | 48 | 48 | #REF!
| 3100AEP | 48" PVC Wastewater Pipe with Paving | LF | JOINT | Wastewater | Pipe | x | #REF! | 3100 | 48 | 48 | #REF! | P
| 3110D | 2" PVC Pressure Rated Wastewater Pipe | LF | CITY | Wastewater | Pipe | x | #REF! | 3110 | 2 | 2 | #REF!
| 3110DP | 2" PVC Pressure Rated Wastewater Pipe with Paving | LF | JOINT | Wastewater | Pipe | x | #REF! | 3110 | 2 | 2 | #REF! | P
| 3110H | 6" PVC Pressure Rated Wastewater Pipe | LF | CITY | Wastewater | Pipe | x | #REF! | 3110 | 6 | 6 | #REF!
| 3110HP | 6" PVC Pressure Rated Wastewater Pipe with Paving | LF | JOINT | Wastewater | Pipe | x | #REF! | 3110 | 6 | 6 | #REF! | P
| 3110J | 8" PVC Pressure Rated Wastewater Pipe | LF | CITY | Wastewater | Pipe | x | #REF! | 3110 | 8 | 8 | #REF!
| 3110JP | 8" PVC Pressure Rated Wastewater Pipe with Paving | LF | JOINT | Wastewater | Pipe | x | #REF! | 3110 | 8 | 8 | #REF! | P
| 3110K | 10" PVC Pressure Rated Wastewater Pipe | LF | CITY | Wastewater | Pipe | x | #REF! | 3110 | 10 | 10 | #REF!
| 3110KP | 10" PVC Pressure Rated Wastewater Pipe with Paving | LF | JOINT | Wastewater | Pipe | x | #REF! | 3110 | 10 | 10 | #REF! | P
| 3110L | 12" PVC Pressure Rated Wastewater Pipe | LF | CITY | Wastewater | Pipe | x | #REF! | 3110 | 12 | 12 | #REF!
| 3110LP | 12" PVC Pressure Rated Wastewater Pipe with Paving | LF | JOINT | Wastewater | Pipe | x | #REF! | 3110 | 12 | 12 | #REF! | P
| 3120Q | 16" PVC Pressure Rated Wastewater Pipe | LF | CITY | Wastewater | Pipe | x | #REF! | 3120 | 16 | 16 | #REF!
| 3120R | 18" PVC Pressure Rated Wastewater Pipe | LF | CITY | Wastewater | Pipe | x | #REF! | 3120 | 18 | 18 | #REF!
| 3120S | 20" PVC Pressure Rated Wastewater Pipe | LF | CITY | Wastewater | Pipe | x | #REF! | 3120 | 20 | 20 | #REF!
| 3120V | 24" PVC Pressure Rated Wastewater Pipe | LF | CITY | Wastewater | Pipe | x | #REF! | 3120 | 24 | 24 | #REF!
| 3120W | 27" PVC Pressure Rated Wastewater Pipe | LF | CITY | Wastewater | Pipe | x | #REF! | 3120 | 27 | 27 | #REF!
| 3120Y | 30" PVC Pressure Rated Wastewater Pipe | LF | CITY | Wastewater | Pipe | x | #REF! | 3120 | 30 | 30 | #REF!
| 3120Z | 33" PVC Pressure Rated Wastewater Pipe | LF | CITY | Wastewater | Pipe | x | #REF! | 3120 | 33 | 33 | #REF!
| 3120AA | 36" PVC Pressure Rated Wastewater Pipe | LF | CITY | Wastewater | Pipe | x | #REF! | 3120 | 36 | 36 | #REF!
| 3120AB | 39" PVC Pressure Rated Wastewater Pipe | LF | CITY | Wastewater | Pipe | x | #REF! | 3120 | 39 | 39 | #REF!
| 3120QP | 16" PVC Pressure Rated Wastewater Pipe with Paving | LF | JOINT | Wastewater | Pipe | x | #REF! | 3120 | 16 | 16 | #REF! | P
| 3120RP | 18" PVC Pressure Rated Wastewater Pipe with Paving | LF | JOINT | Wastewater | Pipe | x | #REF! | 3120 | 18 | 18 | #REF! | P
| 3120SP | 20" PVC Pressure Rated Wastewater Pipe with Paving | LF | JOINT | Wastewater | Pipe | x | #REF! | 3120 | 20 | 20 | #REF! | P
| 3120VP | 24" PVC Pressure Rated Wastewater Pipe with Paving | LF | JOINT | Wastewater | Pipe | x | #REF! | 3120 | 24 | 24 | #REF! | P
| 3120WP | 27" PVC Pressure Rated Wastewater Pipe with Paving | LF | JOINT | Wastewater | Pipe | x | #REF! | 3120 | 27 | 27 | #REF! | P
| 3120YP | 30" PVC Pressure Rated Wastewater Pipe with Paving | LF | JOINT | Wastewater | Pipe | x | #REF! | 3120 | 30 | 30 | #REF! | P
| 3120ZP | 33" PVC Pressure Rated Wastewater Pipe with Paving | LF | JOINT | Wastewater | Pipe | x | #REF! | 3120 | 33 | 33 | #REF! | P
| 3120AAP | 36" PVC Pressure Rated Wastewater Pipe with Paving | LF | JOINT | Wastewater | Pipe | x | #REF! | 3120 | 36 | 36 | #REF! | P
| 3120ABP | 39" PVC Pressure Rated Wastewater Pipe with Paving | LF | JOINT | Wastewater | Pipe | x | #REF! | 3120 | 39 | 39 | #REF! | P
| 3130F | 4" Fusible PVC Wastewater Pipe | LF | CITY | Water | Pipe | x |  | 3130 | 4 | 4 | #REF!
| 3130FP | 4" Fusible PVC Wastewater Pipe with Paving | LF | JOINT | Water | Pipe | x |  | 3130 | 4 | 4 | #REF! | P
| 3130H | 6" Fusible PVC Wastewater Pipe | LF | CITY | Water | Pipe | x |  | 3130 | 6 | 6 | #REF!
| 3130HP | 6" Fusible PVC Wastewater Pipe with Paving | LF | JOINT | Water | Pipe | x |  | 3130 | 6 | 6 | #REF! | P
| 3130J | 8" Fusible PVC Wastewater Pipe | LF | CITY | Water | Pipe | x |  | 3130 | 8 | 8 | #REF!
| 3130JP | 8" Fusible PVC Wastewater Pipe with Paving | LF | JOINT | Water | Pipe | x |  | 3130 | 8 | 8 | #REF! | P
| 3130L | 12" Fusible PVC Wastewater Pipe | LF | CITY | Water | Pipe | x |  | 3130 | 12 | 12 | #REF!
| 3130LP | 12" Fusible PVC Wastewater Pipe with Paving | LF | JOINT | Water | Pipe | x |  | 3130 | 12 | 12 | #REF! | P
| 3130Q | 16" Fusible PVC Wastewater Pipe | LF | CITY | Water | Pipe | x |  | 3130 | 16 | 16 | #REF!
| 3130QP | 16" Fusible PVC Wastewater Pipe with Paving | LF | JOINT | Water | Pipe | x |  | 3130 | 16 | 16 | #REF! | P
| 3130R | 18" Fusible PVC Wastewater Pipe | LF | CITY | Water | Pipe | x |  | 3130 | 18 | 18 | #REF!
| 3130RP | 18" Fusible PVC Wastewater Pipe with Paving | LF | JOINT | Water | Pipe | x |  | 3130 | 18 | 18 | #REF! | P
| 3140F | 4" Restrained Joint PVC Wastewater Pipe | LF | CITY | Water | Pipe | x |  | 3140 | 4 | 4 | #REF!
| 3140FP | 4" Restrained Joint PVC Wastewater Pipe with Paving | LF | JOINT | Water | Pipe | x |  | 3140 | 4 | 4 | #REF! | P
| 3140H | 6" Restrained Joint PVC Wastewater Pipe | LF | CITY | Water | Pipe | x |  | 3140 | 6 | 6 | #REF!
| 3140HP | 6" Restrained Joint PVC Wastewater Pipe with Paving | LF | JOINT | Water | Pipe | x |  | 3140 | 6 | 6 | #REF! | P
| 3140J | 8" Restrained Joint PVC Wastewater Pipe | LF | CITY | Water | Pipe | x |  | 3140 | 8 | 8 | #REF!
| 3140JP | 8" Restrained Joint PVC Wastewater Pipe with Paving | LF | JOINT | Water | Pipe | x |  | 3140 | 8 | 8 | #REF! | P
| 3140L | 12" Restrained Joint PVC Wastewater Pipe | LF | CITY | Water | Pipe | x |  | 3140 | 12 | 12 | #REF!
| 3140LP | 12" Restrained Joint PVC Wastewater Pipe with Paving | LF | JOINT | Water | Pipe | x |  | 3140 | 12 | 12 | #REF! | P
| 3410Y | 30" Reinforced Concrete Wastewater Pipe | LF | CITY | Wastewater | Pipe | x | #REF! | 3410 | 30 | 30 | #REF!
| 3410YP | 30" Reinforced Concrete Wastewater Pipe with Paving | LF | JOINT | Wastewater | Pipe | x | #REF! | 3410 | 30 | 30 | #REF! | P
| 3410Z | 33" Reinforced Concrete Wastewater Pipe | LF | CITY | Wastewater | Pipe | x | #REF! | 3410 | 33 | 33 | #REF!
| 3410ZP | 33" Reinforced Concrete Wastewater Pipe with Paving | LF | JOINT | Wastewater | Pipe | x | #REF! | 3410 | 33 | 33 | #REF! | P
| 3410AA | 36" Reinforced Concrete Wastewater Pipe | LF | CITY | Wastewater | Pipe | x | #REF! | 3410 | 36 | 36 | #REF!
| 3410AAP | 36" Reinforced Concrete Wastewater Pipe with Paving | LF | JOINT | Wastewater | Pipe | x | #REF! | 3410 | 36 | 36 | #REF! | P
| 3410AB | 39" Reinforced Concrete Wastewater Pipe | LF | CITY | Wastewater | Pipe | x | #REF! | 3410 | 39 | 39 | #REF!
| 3410ABP | 39" Reinforced Concrete Wastewater Pipe with Paving | LF | JOINT | Wastewater | Pipe | x | #REF! | 3410 | 39 | 39 | #REF! | P
| 3410AC | 42" Reinforced Concrete Wastewater Pipe | LF | CITY | Wastewater | Pipe | x | #REF! | 3410 | 42 | 42 | #REF!
| 3410ACP | 42" Reinforced Concrete Wastewater Pipe with Paving | LF | JOINT | Wastewater | Pipe | x | #REF! | 3410 | 42 | 42 | #REF! | P
| 3410AD | 45" Reinforced Concrete Wastewater Pipe | LF | CITY | Wastewater | Pipe | x | #REF! | 3410 | 45 | 45 | #REF!
| 3410ADP | 45" Reinforced Concrete Wastewater Pipe with Paving | LF | JOINT | Wastewater | Pipe | x | #REF! | 3410 | 45 | 45 | #REF! | P
| 3410AE | 48" Reinforced Concrete Wastewater Pipe | LF | CITY | Wastewater | Pipe | x | #REF! | 3410 | 48 | 48 | #REF!
| 3410AEP | 48" Reinforced Concrete Wastewater Pipe with Paving | LF | JOINT | Wastewater | Pipe | x | #REF! | 3410 | 48 | 48 | #REF! | P
| 3410AF | 54" Reinforced Concrete Wastewater Pipe | LF | CITY | Wastewater | Pipe | x | #REF! | 3410 | 54 | 54 | #REF!
| 3410AFP | 54" Reinforced Concrete Wastewater Pipe with Paving | LF | JOINT | Wastewater | Pipe | x | #REF! | 3410 | 54 | 54 | #REF! | P
| 3410AG | 60" Reinforced Concrete Wastewater Pipe | LF | CITY | Wastewater | Pipe | x | #REF! | 3410 | 60 | 60 | #REF!
| 3410AGP | 60" Reinforced Concrete Wastewater Pipe with Paving | LF | JOINT | Wastewater | Pipe | x | #REF! | 3410 | 60 | 60 | #REF! | P
| 3410AH | 66" Reinforced Concrete Wastewater Pipe | LF | CITY | Wastewater | Pipe | x | #REF! | 3410 | 66 | 66 | #REF!
| 3410AHP | 66" Reinforced Concrete Wastewater Pipe with Paving | LF | JOINT | Wastewater | Pipe | x | #REF! | 3410 | 66 | 66 | #REF! | P
| 3410AJ | 72" Reinforced Concrete Wastewater Pipe | LF | CITY | Wastewater | Pipe | x | #REF! | 3410 | 72 | 72 | #REF!
| 3410AJP | 72" Reinforced Concrete Wastewater Pipe with Paving | LF | JOINT | Wastewater | Pipe | x | #REF! | 3410 | 72 | 72 | #REF! | P
| 3410AK | 78" Reinforced Concrete Wastewater Pipe | LF | CITY | Wastewater | Pipe | x | #REF! | 3410 | 78 | 78 | #REF!
| 3410AKP | 78" Reinforced Concrete Wastewater Pipe with Paving | LF | JOINT | Wastewater | Pipe | x | #REF! | 3410 | 78 | 78 | #REF! | P
| 3410AL | 84" Reinforced Concrete Wastewater Pipe | LF | CITY | Wastewater | Pipe | x | #REF! | 3410 | 84 | 84 | #REF!
| 3410ALP | 84" Reinforced Concrete Wastewater Pipe with Paving | LF | JOINT | Wastewater | Pipe | x | #REF! | 3410 | 84 | 84 | #REF! | P
| 3410AM | 90" Reinforced Concrete Wastewater Pipe | LF | CITY | Wastewater | Pipe | x | #REF! | 3410 | 90 | 90 | #REF!
| 3410AMP | 90" Reinforced Concrete Wastewater Pipe with Paving | LF | JOINT | Wastewater | Pipe | x | #REF! | 3410 | 90 | 90 | #REF! | P
| 3410AN | 96" Reinforced Concrete Wastewater Pipe | LF | CITY | Wastewater | Pipe | x | #REF! | 3410 | 96 | 96 | #REF!
| 3410ANP | 96" Reinforced Concrete Wastewater Pipe with Paving | LF | JOINT | Wastewater | Pipe | x | #REF! | 3410 | 96 | 96 | #REF! | P
| 3420R | 18" RTRP Wastewater Pipe | LF | CITY | Wastewater | Pipe |  | #REF! | 3430 | 18 | 18 | #REF!
| 3420RP | 18" RTRP Wastewater Pipe with Paving | LF | JOINT | Wastewater | Pipe |  | #REF! | 3430 | 18 | 18 | #REF! | P
| 3420S | 20" RTRP Wastewater Pipe | LF | CITY | Wastewater | Pipe |  | #REF! | 3430 | 20 | 20 | #REF!
| 3420SP | 20" RTRP Wastewater Pipe with Paving | LF | JOINT | Wastewater | Pipe |  | #REF! | 3430 | 20 | 20 | #REF! | P
| 3420V | 24" RTRP Wastewater Pipe | LF | CITY | Wastewater | Pipe |  | #REF! | 3430 | 24 | 24 | #REF!
| 3420VP | 24" RTRP Wastewater Pipe with Paving | LF | JOINT | Wastewater | Pipe |  | #REF! | 3430 | 24 | 24 | #REF! | P
| 3420W | 27" RTRP Wastewater Pipe | LF | CITY | Wastewater | Pipe |  | #REF! | 3430 | 27 | 27 | #REF!
| 3420WP | 27" RTRP Wastewater Pipe with Paving | LF | JOINT | Wastewater | Pipe |  | #REF! | 3430 | 27 | 27 | #REF! | P
| 3420Y | 30" RTRP Wastewater Pipe | LF | CITY | Wastewater | Pipe |  | #REF! | 3430 | 30 | 30 | #REF!
| 3420YP | 30" RTRP Wastewater Pipe with Paving | LF | JOINT | Wastewater | Pipe |  | #REF! | 3430 | 30 | 30 | #REF! | P
| 3420Z | 33" RTRP Wastewater Pipe | LF | CITY | Wastewater | Pipe |  | #REF! | 3430 | 33 | 33 | #REF!
| 3420ZP | 33" RTRP Wastewater Pipe with Paving | LF | JOINT | Wastewater | Pipe |  | #REF! | 3430 | 33 | 33 | #REF! | P
| 3420AA | 36" RTRP Wastewater Pipe | LF | CITY | Wastewater | Pipe |  | #REF! | 3430 | 36 | 36 | #REF!
| 3420AAP | 36" RTRP Wastewater Pipe with Paving | LF | JOINT | Wastewater | Pipe |  | #REF! | 3430 | 36 | 36 | #REF! | P
| 3420AC | 42" RTRP Wastewater Pipe | LF | CITY | Wastewater | Pipe |  | #REF! | 3430 | 42 | 42 | #REF!
| 3420ACP | 42" RTRP Wastewater Pipe with Paving | LF | JOINT | Wastewater | Pipe |  | #REF! | 3430 | 42 | 42 | #REF! | P
| 3420AE | 48" RTRP Wastewater Pipe | LF | CITY | Wastewater | Pipe |  | #REF! | 3430 | 48 | 48 | #REF!
| 3420AEP | 48" RTRP Wastewater Pipe with Paving | LF | JOINT | Wastewater | Pipe |  | #REF! | 3430 | 48 | 48 | #REF! | P
| 3420AF | 54" RTRP Wastewater Pipe | LF | CITY | Wastewater | Pipe |  | #REF! | 3410 | 54 | 54 | #REF!
| 3420AFP | 54" RTRP Wastewater Pipe with Paving | LF | JOINT | Wastewater | Pipe |  | #REF! | 3410 | 54 | 54 | #REF! | P
| 3420AG | 60" RTRP Wastewater Pipe | LF | CITY | Wastewater | Pipe |  | #REF! | 3410 | 60 | 60 | #REF!
| 3420AGP | 60" RTRP Wastewater Pipe with Paving | LF | JOINT | Wastewater | Pipe |  | #REF! | 3410 | 60 | 60 | #REF! | P
| 3420AH | 66" RTRP Wastewater Pipe | LF | CITY | Wastewater | Pipe |  | #REF! | 3410 | 66 | 66 | #REF!
| 3420AHP | 66" RTRP Wastewater Pipe with Paving | LF | JOINT | Wastewater | Pipe |  | #REF! | 3410 | 66 | 66 | #REF! | P
| 3420AJ | 72" RTRP Wastewater Pipe | LF | CITY | Wastewater | Pipe |  | #REF! | 3410 | 72 | 72 | #REF!
| 3420AJP | 72" RTRP Wastewater Pipe with Paving | LF | JOINT | Wastewater | Pipe |  | #REF! | 3410 | 72 | 72 | #REF! | P
| 3420AK | 78" RTRP Wastewater Pipe | LF | CITY | Wastewater | Pipe |  | #REF! | 3410 | 78 | 78 | #REF!
| 3420AKP | 78" RTRP Wastewater Pipe with Paving | LF | JOINT | Wastewater | Pipe |  | #REF! | 3410 | 78 | 78 | #REF! | P
| 3420AL | 84" RTRP Wastewater Pipe | LF | CITY | Wastewater | Pipe |  | #REF! | 3410 | 84 | 84 | #REF!
| 3420ALP | 84" RTRP Wastewater Pipe with Paving | LF | JOINT | Wastewater | Pipe |  | #REF! | 3410 | 84 | 84 | #REF! | P
| 3420AM | 90" RTRP Wastewater Pipe | LF | CITY | Wastewater | Pipe |  | #REF! | 3410 | 90 | 90 | #REF!
| 3420AMP | 90" RTRP Wastewater Pipe with Paving | LF | JOINT | Wastewater | Pipe |  | #REF! | 3410 | 90 | 90 | #REF! | P
| 3420AN | 96" RTRP Wastewater Pipe | LF | CITY | Wastewater | Pipe |  | #REF! | 3410 | 96 | 96 | #REF!
| 3420ANP | 96" RTRP Wastewater Pipe with Paving | LF | JOINT | Wastewater | Pipe |  | #REF! | 3410 | 96 | 96 | #REF! | P
| 3430R | 18" HDPE Wastewater Pipe | LF | CITY | Wastewater | Pipe | x | #REF! | 3430 | 18 | 18 | #REF!
| 3430RP | 18" HDPE Wastewater Pipe with Paving | LF | JOINT | Wastewater | Pipe | x | #REF! | 3430 | 18 | 18 | #REF! | P
| 3430U | 21" HDPE Wastewater Pipe | LF | CITY | Wastewater | Pipe | x | #REF! | 3430 | 21 | 21 | #REF!
| 3430UP | 21" HDPE Wastewater Pipe with Paving | LF | JOINT | Wastewater | Pipe | x | #REF! | 3430 | 21 | 21 | #REF! | P
| 3430V | 24" HDPE Wastewater Pipe | LF | CITY | Wastewater | Pipe | x | #REF! | 3430 | 24 | 24 | #REF!
| 3430VP | 24" HDPE Wastewater Pipe with Paving | LF | JOINT | Wastewater | Pipe | x | #REF! | 3430 | 24 | 24 | #REF! | P
| 3430W | 27" HDPE Wastewater Pipe | LF | CITY | Wastewater | Pipe | x | #REF! | 3430 | 27 | 27 | #REF!
| 3430WP | 27" HDPE Wastewater Pipe with Paving | LF | JOINT | Wastewater | Pipe | x | #REF! | 3430 | 27 | 27 | #REF! | P
| 3430Y | 30" HDPE Wastewater Pipe | LF | CITY | Wastewater | Pipe | x | #REF! | 3430 | 30 | 30 | #REF!
| 3430YP | 30" HDPE Wastewater Pipe with Paving | LF | JOINT | Wastewater | Pipe | x | #REF! | 3430 | 30 | 30 | #REF! | P
| 3430Z | 33" HDPE Wastewater Pipe | LF | CITY | Wastewater | Pipe | x | #REF! | 3430 | 33 | 33 | #REF!
| 3430ZP | 33" HDPE Wastewater Pipe with Paving | LF | JOINT | Wastewater | Pipe | x | #REF! | 3430 | 33 | 33 | #REF! | P
| 3430AA | 36" HDPE Wastewater Pipe | LF | CITY | Wastewater | Pipe | x | #REF! | 3430 | 36 | 36 | #REF!
| 3430AAP | 36" HDPE Wastewater Pipe with Paving | LF | JOINT | Wastewater | Pipe | x | #REF! | 3430 | 36 | 36 | #REF! | P
| 3430AC | 42" HDPE Wastewater Pipe | LF | CITY | Wastewater | Pipe | x | #REF! | 3430 | 42 | 42 | #REF!
| 3430ACP | 42" HDPE Wastewater Pipe with Paving | LF | JOINT | Wastewater | Pipe | x | #REF! | 3430 | 42 | 42 | #REF! | P
| 3430AE | 48" HDPE Wastewater Pipe | LF | CITY | Wastewater | Pipe | x | #REF! | 3430 | 48 | 48 | #REF!
| 3430AEP | 48" HDPE Wastewater Pipe with Paving | LF | JOINT | Wastewater | Pipe | x | #REF! | 3430 | 48 | 48 | #REF! | P
| 3450RP | 18" PVC, HDPE, or RTRP Wastewater Pipe with Paving | LF | JOINT | Wastewater | Pipe | x | #REF! | 3450 | 18 | 18 | #REF! | P
| 3450SP | 20" PVC, HDPE, or RTRP Wastewater Pipe with Paving | LF | JOINT | Wastewater | Pipe | x | #REF! | 3450 | 20 | 20 | #REF! | P
| 3450UP | 21" PVC, HDPE, or RTRP Wastewater Pipe with Paving | LF | JOINT | Wastewater | Pipe | x | #REF! | 3450 | 21 | 21 | #REF! | P
| 3450VP | 24" PVC, HDPE, or RTRP Wastewater Pipe with Paving | LF | JOINT | Wastewater | Pipe | x | #REF! | 3450 | 24 | 24 | #REF! | P
| 3450WP | 27" PVC, HDPE, or RTRP Wastewater Pipe with Paving | LF | JOINT | Wastewater | Pipe | x | #REF! | 3450 | 27 | 27 | #REF! | P
| 3450YP | 30" PVC, HDPE, or RTRP Wastewater Pipe with Paving | LF | JOINT | Wastewater | Pipe | x | #REF! | 3450 | 30 | 30 | #REF! | P
| 3450ZP | 33" PVC, HDPE, or RTRP Wastewater Pipe with Paving | LF | JOINT | Wastewater | Pipe | x | #REF! | 3450 | 33 | 33 | #REF! | P
| 3450AAP | 36" PVC, HDPE, or RTRP Wastewater Pipe with Paving | LF | JOINT | Wastewater | Pipe | x | #REF! | 3450 | 36 | 36 | #REF! | P
| 3450ABP | 39" PVC, HDPE, or RTRP Wastewater Pipe with Paving | LF | JOINT | Wastewater | Pipe | x | #REF! | 3450 | 39 | 39 | #REF! | P
| 3450ACP | 42" PVC, HDPE, or RTRP Wastewater Pipe with Paving | LF | JOINT | Wastewater | Pipe | x | #REF! | 3450 | 42 | 42 | #REF! | P
| 3450ADP | 45" PVC, HDPE, or RTRP Wastewater Pipe with Paving | LF | JOINT | Wastewater | Pipe | x | #REF! | 3450 | 45 | 45 | #REF! | P
| 3450AEP | 48" PVC, HDPE, or RTRP Wastewater Pipe with Paving | LF | JOINT | Wastewater | Pipe | x | #REF! | 3450 | 48 | 48 | #REF! | P
| 3480QP | 16" PVC, RTRP, or PVC Pressure Rated Wastewater Pipe with Paving | LF | JOINT | Wastewater | Pipe | x | #REF! | 3480 | 16 | 16 | #REF! | P
| 3480RP | 18" PVC, RTRP, or PVC Pressure Rated Wastewater Pipe with Paving | LF | JOINT | Wastewater | Pipe | x | #REF! | 3480 | 18 | 18 | #REF! | P
| 3480UP | 21" PVC, RTRP, or PVC Pressure Rated Wastewater Pipe with Paving | LF | JOINT | Wastewater | Pipe | x | #REF! | 3480 | 21 | 21 | #REF! | P
| 3480VP | 24" PVC, RTRP, or PVC Pressure Rated Wastewater Pipe with Paving | LF | JOINT | Wastewater | Pipe | x | #REF! | 3480 | 24 | 24 | #REF! | P
| 3500AAP | 36" RCP or PVC Wastewater Pipe with Paving | LF | JOINT | Wastewater | Pipe | x | #REF! | 3500 | 36 | 36 | #REF! | P
| 3500ACP | 42" RCP or PVC Wastewater Pipe with Paving | LF | JOINT | Wastewater | Pipe | x | #REF! | 3500 | 42 | 42 | #REF! | P
| 3500AEP | 48" RCP or PVC Wastewater Pipe with Paving | LF | JOINT | Wastewater | Pipe | x | #REF! | 3500 | 48 | 48 | #REF! | P
| 3500AFP | 54" RCP or PVC Wastewater Pipe with Paving | LF | JOINT | Wastewater | Pipe | x | #REF! | 3500 | 54 | 54 | #REF! | P
| 3510F | 4" Wastewater Force Main | LF | CITY | Wastewater | Pipe | x | #REF! | 3510 | 4 | 4 | #REF!
| 3510FP | 4" Wastewater Force Main with Paving | LF | JOINT | Wastewater | Pipe | x | #REF! | 3510 | 4 | 4 | #REF! | P
| 3510H | 6" Wastewater Force Main | LF | CITY | Wastewater | Pipe | x | #REF! | 3510 | 6 | 6 | #REF!
| 3510HP | 6" Wastewater Force Main with Paving | LF | JOINT | Wastewater | Pipe | x | #REF! | 3510 | 6 | 6 | #REF! | P
| 3510J | 8" Wastewater Force Main | LF | CITY | Wastewater | Pipe | x | #REF! | 3510 | 8 | 8 | #REF!
| 3510JP | 8" Wastewater Force Main with Paving | LF | JOINT | Wastewater | Pipe | x | #REF! | 3510 | 8 | 8 | #REF! | P
| 3510K | 10" Wastewater Force Main | LF | CITY | Wastewater | Pipe | x | #REF! | 3510 | 10 | 10 | #REF!
| 3510KP | 10" Wastewater Force Main with Paving | LF | JOINT | Wastewater | Pipe | x | #REF! | 3510 | 10 | 10 | #REF! | P
| 3510L | 12" Wastewater Force Main | LF | CITY | Wastewater | Pipe | x | #REF! | 3510 | 12 | 12 | #REF!
| 3510LP | 12" Wastewater Force Main with Paving | LF | JOINT | Wastewater | Pipe | x | #REF! | 3510 | 12 | 12 | #REF! | P
| 3510N | 15" Wastewater Force Main | LF | CITY | Wastewater | Pipe | x | #REF! | 3510 | 15 | 15 | #REF!
| 3510NP | 15" Wastewater Force Main with Paving | LF | JOINT | Wastewater | Pipe | x | #REF! | 3510 | 15 | 15 | #REF! | P
| 3510R | 18" Wastewater Force Main | LF | CITY | Wastewater | Pipe | x | #REF! | 3510 | 18 | 18 | #REF!
| 3510RP | 18" Wastewater Force Main with Paving | LF | JOINT | Wastewater | Pipe | x | #REF! | 3510 | 18 | 18 | #REF! | P
| 3510S | 20" Wastewater Force Main | LF | CITY | Wastewater | Pipe | x | #REF! | 3510 | 20 | 20 | #REF!
| 3510SP | 20" Wastewater Force Main with Paving | LF | JOINT | Wastewater | Pipe | x | #REF! | 3510 | 20 | 20 | #REF! | P
| 3520H | Rehabilitation Of Existing 6" Wastewater Main | LF | ALL | Wastewater | Rehabilitation | x | #REF! | 3520 | 6 | 6 | #REF!
| 3520J | Rehabilitation Of Existing 8" Wastewater Main | LF | ALL | Wastewater | Rehabilitation | x | #REF! | 3520 | 8 | 8 | #REF!
| 3520K | Rehabilitation Of Existing 10" Wastewater Main | LF | ALL | Wastewater | Rehabilitation | x | #REF! | 3520 | 10 | 10 | #REF!
| 3520L | Rehabilitation Of Existing 12" Wastewater Main | LF | ALL | Wastewater | Rehabilitation | x | #REF! | 3520 | 12 | 12 | #REF!
| 3520N | Rehabilitation Of Existing 15" Wastewater Main | LF | ALL | Wastewater | Rehabilitation | x | #REF! | 3520 | 15 | 15 | #REF!
| 3530K | 10" Corrugated Metal Pipe (Split Encasement) | LF | ALL | Wastewater | Encasement | x | #REF! | 3530 | 10 | 10 | #REF!
| 3530L | 12" Corrugated Metal Pipe (Split Encasement) | LF | ALL | Wastewater | Encasement | x | #REF! | 3530 | 12 | 12 | #REF!
| 3530R | 18" Corrugated Metal Pipe (Split Encasement) | LF | ALL | Wastewater | Encasement | x | #REF! | 3530 | 18 | 18 | #REF!
| 3530V | 24" Corrugated Metal Pipe (Split Encasement) | LF | ALL | Wastewater | Encasement | x | #REF! | 3530 | 24 | 24 | #REF!
| 3530Y | 30" Corrugated Metal Pipe (Split Encasement) | LF | ALL | Wastewater | Encasement | x | #REF! | 3530 | 30 | 30 | #REF!
| 3530AA | 36" Corrugated Metal Pipe (Split Encasement) | LF | ALL | Wastewater | Encasement | x | #REF! | 3530 | 36 | 36 | #REF!
| 3530AC | 42" Corrugated Metal Pipe (Split Encasement) | LF | ALL | Wastewater | Encasement | x | #REF! | 3530 | 42 | 42 | #REF!
| 3530AE | 48" Corrugated Metal Pipe (Split Encasement) | LF | ALL | Wastewater | Encasement | x | #REF! | 3530 | 48 | 48 | #REF!
| 3530AF | 54" Corrugated Metal Pipe (Split Encasement) | LF | ALL | Wastewater | Encasement | x | #REF! | 3530 | 54 | 54 | #REF!
| 3530AG | 60" Corrugated Metal Pipe (Split Encasement) | LF | ALL | Wastewater | Encasement | x | #REF! | 3530 | 60 | 60 | #REF!
| 3530AH | 66" Corrugated Metal Pipe (Split Encasement) | LF | ALL | Wastewater | Encasement | x | #REF! | 3530 | 66 | 66 | #REF!
| 3530N | 15" Corrugated Metal Pipe (Split Encasement) | LF | ALL | Wastewater | Encasement | x | #REF! | 3530 | 15 | 15 | #REF!
| 3530AJ | 72" Corrugated Metal Pipe (Split Encasement) | LF | ALL | Wastewater | Encasement | x | #REF! | 3530 | 72 | 72 | #REF!
| 3530AK | 78" Corrugated Metal Pipe (Split Encasement) | LF | ALL | Wastewater | Encasement | x | #REF! | 3530 | 78 | 78 | #REF!
| 3530AL | 84" Corrugated Metal Pipe (Split Encasement) | LF | ALL | Wastewater | Encasement | x | #REF! | 3530 | 84 | 84 | #REF!
| 3540H | Point Repair of 6" Wastewater Main | LF | ALL | Wastewater | Repair | x | #REF! | 3540 | 6 | 6 | #REF!
| 3540J | Point Repair of 8" Wastewater Main | LF | ALL | Wastewater | Repair | x | #REF! | 3540 | 8 | 8 | #REF!
| 3540K | Point Repair of 10" Wastewater Main | LF | ALL | Wastewater | Repair | x | #REF! | 3540 | 10 | 10 | #REF!
| 3540L | Point Repair of 12" Wastewater Main | LF | ALL | Wastewater | Repair | x | #REF! | 3540 | 12 | 12 | #REF!
| 3540N | Point Repair of 15" Wastewater Main | LF | ALL | Wastewater | Repair | x | #REF! | 3540 | 15 | 15 | #REF!
| 3540U | Point Repair of 21" Wastewater Main | LF | ALL | Wastewater | Repair | x | #REF! | 3540 | 21 | 21 | #REF!
| 3540V | Point Repair of 24" Wastewater Main | LF | ALL | Wastewater | Repair | x | #REF! | 3540 | 24 | 24 | #REF!
| 3540Y | Point Repair of 30" Wastewater Main | LF | ALL | Wastewater | Repair | x | #REF! | 3540 | 30 | 30 | #REF!
| 3550 | Removal of Internal Obstructions for Wastewater Mains | EA | ALL | Wastewater | Repair | x | #REF! | 3550
| 3560 | Connection to Existing Manhole | EA | ALL | Wastewater | Appurtenance | x | #REF! | 3560
| 3570HxJ | Pipe Bursting (6" to 8") | LF | ALL | Wastewater | Rehabilitation | x | #REF! | 3570 | 6 | 8 | #REF! | x | #REF!
| 3570JxJ | Pipe Bursting (8" to 8") | LF | ALL | Wastewater | Rehabilitation | x | #REF! | 3570 | 8 | 8 | #REF! | x | #REF!
| 3570JxK | Pipe Bursting (8" to 10") | LF | ALL | Wastewater | Rehabilitation | x | #REF! | 3570 | 8 | 10 | #REF! | x | #REF!
| 3570JxL | Pipe Bursting (8" to 12") | LF | ALL | Wastewater | Rehabilitation | x |  | 3570 | 8 | 12 | #REF! | x | #REF!
| 3570KxK | Pipe Bursting (10" to 10") | LF | ALL | Wastewater | Rehabilitation | x | #REF! | 3570 | 10 | 10 | #REF! | x | #REF!
| 3570KxL | Pipe Bursting (10" to 12") | LF | ALL | Wastewater | Rehabilitation | x | #REF! | 3570 | 10 | 12 | #REF! | x | #REF!
| 3570LxL | Pipe Bursting (12" to 12") | LF | ALL | Wastewater | Rehabilitation | x | #REF! | 3570 | 12 | 12 | #REF! | x | #REF!
| 3610H | 6" Ductile Iron Wastewater Pipe | LF | CITY | Wastewater | Pipe | x | #REF! | 3610 | 6 | 6 | #REF!
| 3610J | 8" Ductile Iron Wastewater Pipe | LF | CITY | Wastewater | Pipe | x | #REF! | 3610 | 8 | 8 | #REF!
| 3610K | 10" Ductile Iron Wastewater Pipe | LF | CITY | Wastewater | Pipe | x | #REF! | 3610 | 10 | 10 | #REF!
| 3610L | 12" Ductile Iron Wastewater Pipe | LF | CITY | Wastewater | Pipe | x | #REF! | 3610 | 12 | 12 | #REF!
| 3700HX | 6" Extra Depth Wastewater Pipe (+20') | LF | ALL | Wastewater | Excavation | x |  | 3700 | 6 | 6 | #REF! |  | X
| 3700JX | 8" Extra Depth Wastewater Pipe (+20') | LF | ALL | Wastewater | Excavation | x |  | 3700 | 8 | 8 | #REF! |  | X
| 3700KX | 10" Extra Depth Wastewater Pipe (+20') | LF | ALL | Wastewater | Excavation | x |  | 3700 | 10 | 10 | #REF! |  | X
| 3700LX | 12" Extra Depth Wastewater Pipe (+20') | LF | ALL | Wastewater | Excavation | x |  | 3700 | 12 | 12 | #REF! |  | X
| 3700NX | 15" Extra Depth Wastewater Pipe (+20') | LF | ALL | Wastewater | Excavation | x |  | 3700 | 15 | 15 | #REF! |  | X
| 3700QX | 16" Extra Depth Wastewater Pipe (+20') | LF | ALL | Wastewater | Excavation | x |  | 3700 | 16 | 16 | #REF! |  | X
| 3700RX | 18" Extra Depth Wastewater Pipe (+20') | LF | ALL | Wastewater | Excavation | x |  | 3700 | 18 | 18 | #REF! |  | X
| 3700UX | 21" Extra Depth Wastewater Pipe (+20') | LF | ALL | Wastewater | Excavation | x |  | 3700 | 21 | 21 | #REF! |  | X
| 3700VX | 24" Extra Depth Wastewater Pipe (+20') | LF | ALL | Wastewater | Excavation | x |  | 3700 | 24 | 24 | #REF! |  | X
| 3700WX | 27" Extra Depth Wastewater Pipe (+20') | LF | ALL | Wastewater | Excavation | x |  | 3700 | 27 | 27 | #REF! |  | X
| 3700YX | 30" Extra Depth Wastewater Pipe (+20') | LF | ALL | Wastewater | Excavation | x |  | 3700 | 30 | 30 | #REF! |  | X
| 3700ZX | 33" Extra Depth Wastewater Pipe (+20') | LF | ALL | Wastewater | Excavation | x |  | 3700 | 33 | 33 | #REF! |  | X
| 3700AAX | 36" Extra Depth Wastewater Pipe (+20') | LF | ALL | Wastewater | Excavation | x |  | 3700 | 36 | 36 | #REF! |  | X
| 3700ABX | 39" Extra Depth Wastewater Pipe (+20') | LF | ALL | Wastewater | Excavation | x |  | 3700 | 39 | 39 | #REF! |  | X
| 3700ACX | 42" Extra Depth Wastewater Pipe (+20') | LF | ALL | Wastewater | Excavation | x |  | 3700 | 42 | 42 | #REF! |  | X
| 3700ADX | 45" Extra Depth Wastewater Pipe (+20') | LF | ALL | Wastewater | Excavation | x |  | 3700 | 45 | 45 | #REF! |  | X
| 3700AEX | 48" Extra Depth Wastewater Pipe (+20') | LF | ALL | Wastewater | Excavation | x |  | 3700 | 48 | 48 | #REF! |  | X
| 3700AFX | 54" Extra Depth Wastewater Pipe (+20') | LF | ALL | Wastewater | Excavation | x |  | 3700 | 54 | 54 | #REF! |  | X
| 3700AGX | 60" Extra Depth Wastewater Pipe (+20') | LF | ALL | Wastewater | Excavation | x |  | 3700 | 60 | 60 | #REF! |  | X
| 3700AHX | 66" Extra Depth Wastewater Pipe (+20') | LF | ALL | Wastewater | Excavation | x |  | 3700 | 66 | 66 | #REF! |  | X
| 3700AJX | 72" Extra Depth Wastewater Pipe (+20') | LF | ALL | Wastewater | Excavation | x |  | 3700 | 72 | 72 | #REF! |  | X
| 3700AKX | 78" Extra Depth Wastewater Pipe (+20') | LF | ALL | Wastewater | Excavation | x |  | 3700 | 78 | 78 | #REF! |  | X
| 3700ALX | 84" Extra Depth Wastewater Pipe (+20') | LF | ALL | Wastewater | Excavation | x |  | 3700 | 84 | 84 | #REF! |  | X
| 3700AMX | 90" Extra Depth Wastewater Pipe (+20') | LF | ALL | Wastewater | Excavation | x |  | 3700 | 90 | 90 | #REF! |  | X
| 3700ANX | 96" Extra Depth Wastewater Pipe (+20') | LF | ALL | Wastewater | Excavation | x |  | 3700 | 96 | 96 | #REF! |  | X
| 3800F | 4" PVC Recycled Wastewater Pipe (Purple) | LF | CITY | Recycled | Pipe | x | #REF! | 3800 | 4 | 4 | #REF!
| 3800FP | 4" PVC Recycled Wastewater Pipe (Purple) with Paving | LF | JOINT | Recycled | Pipe | x | #REF! | 3800 | 4 | 4 | #REF! | P
| 3800H | 6" PVC Recycled Wastewater Pipe (Purple) | LF | CITY | Recycled | Pipe | x | #REF! | 3800 | 6 | 6 | #REF!
| 3800HP | 6" PVC Recycled Wastewater Pipe (Purple) with Paving | LF | JOINT | Recycled | Pipe | x | #REF! | 3800 | 6 | 6 | #REF! | P
| 3800J | 8" PVC Recycled Wastewater Pipe (Purple) | LF | CITY | Recycled | Pipe | x | #REF! | 3800 | 8 | 8 | #REF!
| 3800JP | 8" PVC Recycled Wastewater Pipe (Purple) with Paving | LF | JOINT | Recycled | Pipe | x | #REF! | 3800 | 8 | 8 | #REF! | P
| 3800K | 10" PVC Recycled Wastewater Pipe (Purple) | LF | CITY | Recycled | Pipe | x | #REF! | 3800 | 10 | 10 | #REF!
| 3800KP | 10" PVC Recycled Wastewater Pipe (Purple) with Paving | LF | JOINT | Recycled | Pipe | x | #REF! | 3800 | 10 | 10 | #REF! | P
| 3800L | 12" PVC Recycled Wastewater Pipe (Purple) | LF | CITY | Recycled | Pipe | x | #REF! | 3800 | 12 | 12 | #REF!
| 3800LP | 12" PVC Recycled Wastewater Pipe (Purple) with Paving | LF | JOINT | Recycled | Pipe | x | #REF! | 3800 | 12 | 12 | #REF! | P
| 3810K | 10" Bar-Wrapped Concrete Cylinder Pipe (Purple) | LF | CITY | Recycled | Pipe | x | #REF! | 3810 | 10 | 10 | #REF!
| 3810KP | 10" Bar-Wrapped Concrete Cylinder Pipe (Purple) with Paving | LF | JOINT | Recycled | Pipe | x | #REF! | 3810 | 10 | 10 | #REF! | P
| 3810L | 12" Bar-Wrapped Concrete Cylinder Pipe (Purple) | LF | CITY | Recycled | Pipe | x | #REF! | 3810 | 12 | 12 | #REF!
| 3810LP | 12" Bar-Wrapped Concrete Cylinder Pipe (Purple) with Paving | LF | JOINT | Recycled | Pipe | x | #REF! | 3810 | 12 | 12 | #REF! | P
| 3810M | 14" Bar-Wrapped Concrete Cylinder Pipe (Purple) | LF | CITY | Recycled | Pipe | x | #REF! | 3810 | 14 | 14 | #REF!
| 3810MP | 14" Bar-Wrapped Concrete Cylinder Pipe (Purple) with Paving | LF | JOINT | Recycled | Pipe | x | #REF! | 3810 | 14 | 14 | #REF! | P
| 3810Q | 16" Bar-Wrapped Concrete Cylinder Pipe (Purple) | LF | CITY | Recycled | Pipe | x | #REF! | 3810 | 16 | 16 | #REF!
| 3810QP | 16" Bar-Wrapped Concrete Cylinder Pipe (Purple) with Paving | LF | JOINT | Recycled | Pipe | x | #REF! | 3810 | 16 | 16 | #REF! | P
| 3810R | 18" Bar-Wrapped Concrete Cylinder Pipe (Purple) | LF | CITY | Recycled | Pipe | x | #REF! | 3810 | 18 | 18 | #REF!
| 3810RP | 18" Bar-Wrapped Concrete Cylinder Pipe (Purple) with Paving | LF | JOINT | Recycled | Pipe | x | #REF! | 3810 | 18 | 18 | #REF! | P
| 3810S | 20" Bar-Wrapped Concrete Cylinder Pipe (Purple) | LF | CITY | Recycled | Pipe | x | #REF! | 3810 | 20 | 20 | #REF!
| 3810SP | 20" Bar-Wrapped Concrete Cylinder Pipe (Purple) with Paving | LF | JOINT | Recycled | Pipe | x | #REF! | 3810 | 20 | 20 | #REF! | P
| 3810V | 24" Bar-Wrapped Concrete Cylinder Pipe (Purple) | LF | CITY | Recycled | Pipe | x | #REF! | 3810 | 24 | 24 | #REF!
| 3810VP | 24" Bar-Wrapped Concrete Cylinder Pipe (Purple) with Paving | LF | JOINT | Recycled | Pipe | x | #REF! | 3810 | 24 | 24 | #REF! | P
| 3810W | 27" Bar-Wrapped Concrete Cylinder Pipe (Purple) | LF | CITY | Recycled | Pipe | x | #REF! | 3810 | 27 | 27 | #REF!
| 3810WP | 27" Bar-Wrapped Concrete Cylinder Pipe (Purple) with Paving | LF | JOINT | Recycled | Pipe | x | #REF! | 3810 | 27 | 27 | #REF! | P
| 3810Y | 30" Bar-Wrapped Concrete Cylinder Pipe (Purple) | LF | CITY | Recycled | Pipe | x | #REF! | 3810 | 30 | 30 | #REF!
| 3810YP | 30" Bar-Wrapped Concrete Cylinder Pipe (Purple) with Paving | LF | JOINT | Recycled | Pipe | x | #REF! | 3810 | 30 | 30 | #REF! | P
| 3810AA | 36" Bar-Wrapped Concrete Cylinder Pipe (Purple) | LF | CITY | Recycled | Pipe | x | #REF! | 3810 | 36 | 36 | #REF!
| 3810AAP | 36" Bar-Wrapped Concrete Cylinder Pipe (Purple) with Paving | LF | JOINT | Recycled | Pipe | x | #REF! | 3810 | 36 | 36 | #REF! | P
| 3810AC | 42" Bar-Wrapped Concrete Cylinder Pipe (Purple) | LF | CITY | Recycled | Pipe | x | #REF! | 3810 | 42 | 42 | #REF!
| 3810ACP | 42" Bar-Wrapped Concrete Cylinder Pipe (Purple) with Paving | LF | JOINT | Recycled | Pipe | x | #REF! | 3810 | 42 | 42 | #REF! | P
| 3810AE | 48" Bar-Wrapped Concrete Cylinder Pipe (Purple) | LF | CITY | Recycled | Pipe | x | #REF! | 3810 | 48 | 48 | #REF!
| 3810AEP | 48" Bar-Wrapped Concrete Cylinder Pipe (Purple) with Paving | LF | JOINT | Recycled | Pipe | x | #REF! | 3810 | 48 | 48 | #REF! | P
| 3820Q | 16" Prestressed Concrete Cylinder Pipe (Purple) | LF | CITY | Recycled | Pipe | x | #REF! | 3820 | 16 | 16 | #REF!
| 3820QP | 16" Prestressed Concrete Cylinder Pipe (Purple) with Paving | LF | JOINT | Recycled | Pipe | x | #REF! | 3820 | 16 | 16 | #REF! | P
| 3820R | 18" Prestressed Concrete Cylinder Pipe (Purple) | LF | CITY | Recycled | Pipe | x | #REF! | 3820 | 18 | 18 | #REF!
| 3820RP | 18" Prestressed Concrete Cylinder Pipe (Purple) with Paving | LF | JOINT | Recycled | Pipe | x | #REF! | 3820 | 18 | 18 | #REF! | P
| 3820S | 20" Prestressed Concrete Cylinder Pipe (Purple) | LF | CITY | Recycled | Pipe | x | #REF! | 3820 | 20 | 20 | #REF!
| 3820SP | 20" Prestressed Concrete Cylinder Pipe (Purple) with Paving | LF | JOINT | Recycled | Pipe | x | #REF! | 3820 | 20 | 20 | #REF! | P
| 3820V | 24" Prestressed Concrete Cylinder Pipe (Purple) | LF | CITY | Recycled | Pipe | x | #REF! | 3820 | 24 | 24 | #REF!
| 3820VP | 24" Prestressed Concrete Cylinder Pipe (Purple) with Paving | LF | JOINT | Recycled | Pipe | x | #REF! | 3820 | 24 | 24 | #REF! | P
| 3820Y | 30" Prestressed Concrete Cylinder Pipe (Purple) | LF | CITY | Recycled | Pipe | x | #REF! | 3820 | 30 | 30 | #REF!
| 3820YP | 30" Prestressed Concrete Cylinder Pipe (Purple) with Paving | LF | JOINT | Recycled | Pipe | x | #REF! | 3820 | 30 | 30 | #REF! | P
| 3820AA | 36" Prestressed Concrete Cylinder Pipe (Purple) | LF | CITY | Recycled | Pipe | x | #REF! | 3820 | 36 | 36 | #REF!
| 3820AAP | 36" Prestressed Concrete Cylinder Pipe (Purple) with Paving | LF | JOINT | Recycled | Pipe | x | #REF! | 3820 | 36 | 36 | #REF! | P
| 3820AC | 42" Prestressed Concrete Cylinder Pipe (Purple) | LF | CITY | Recycled | Pipe | x | #REF! | 3820 | 42 | 42 | #REF!
| 3820ACP | 42" Prestressed Concrete Cylinder Pipe (Purple) with Paving | LF | JOINT | Recycled | Pipe | x | #REF! | 3820 | 42 | 42 | #REF! | P
| 3820AE | 48" Prestressed Concrete Cylinder Pipe (Purple) | LF | CITY | Recycled | Pipe | x | #REF! | 3820 | 48 | 48 | #REF!
| 3820AEP | 48" Prestressed Concrete Cylinder Pipe (Purple) with Paving | LF | JOINT | Recycled | Pipe | x | #REF! | 3820 | 48 | 48 | #REF! | P
| 5020 | Cast Iron Fittings | TN | ALL | Water | Appurtenance | x | #REF! | 5020
| 5050 | Water Service | EA | ALL | Water | Appurtenance | 201-206 | #REF! | 5050
| 5051A | 0.75" Water Service | EA | P.DEV | Water | Appurtenance | 201-206 | #REF! | 5051 | 0.75 | 0.75 | #REF!
| 5051B | 1" Water Service | EA | P.DEV | Water | Appurtenance | 201-206 | #REF! | 5051 | 1 | 1 | #REF!
| 5051C | 1.5" Water Service | EA | P.DEV | Water | Appurtenance | 201-206 | #REF! | 5051 | 1.5 | 1.5 | #REF!
| 5051D | 2" Water Service | EA | P.DEV | Water | Appurtenance | 201-206 | #REF! | 5051 | 2 | 2 | #REF!
| 5052A | 0.75" Water Service with Transfer | EA | P.DEV | Water | Appurtenance | 201-206 | #REF! | 5052 | 0.75 | 0.75 | #REF!
| 5052B | 1" Water Service with Transfer | EA | P.DEV | Water | Appurtenance | 201-206 | #REF! | 5052 | 1 | 1 | #REF!
| 5052C | 1.5" Water Service with Transfer | EA | P.DEV | Water | Appurtenance | 201-206 | #REF! | 5052 | 1.5 | 1.5 | #REF!
| 5052D | 2" Water Service with Transfer | EA | P.DEV | Water | Appurtenance | 201-206 | #REF! | 5052 | 2 | 2 | #REF!
| 5055X | Water Service - Extra Depth | LF | CITY | Water | Excavation | x | #REF! | 5055 |  |  |  |  | X
| 5060FxF | 4" Combined Service with 4" Meter and Transfer | EA | ALL | Water | Appurtenance | 507 | #REF! | 5060 | 4 | 4 | #REF! | x | #REF!
| 5060HxH | 6" Combined Service with 6" Meter and Transfer | EA | ALL | Water | Appurtenance | 508 | #REF! | 5060 | 6 | 6 | #REF! | x | #REF!
| 5060JxH | 8" Combined Service with 6" Meter and Transfer | EA | ALL | Water | Appurtenance | 509 | #REF! | 5060 | 8 | 8 | #REF! | x | H
| 5060JxJ | 8" Combined Service with 8" Meter and Transfer | EA | ALL | Water | Appurtenance | 510 | #REF! | 5060 | 8 | 8 | #REF! | x | #REF!
| 5060KxJ | 10" Combined Service with 8" Meter and Transfer | EA | ALL | Water | Appurtenance | 511 | #REF! | 5060 | 10 | 10 | #REF! | x | J
| 5060KxK | 10" Combined Service with 10" Meter and Transfer | EA | ALL | Water | Appurtenance | 512 | #REF! | 5060 | 10 | 10 | #REF! | x | #REF!
| 5061FxE | 4" Domestic Service with 3" Meter and Transfer | EA | ALL | Water | Appurtenance | 513 | #REF! | 5061 | 4 | 4 | #REF! | x | E
| 5061FxF | 4" Domestic Service with 4" Meter and Transfer | EA | ALL | Water | Appurtenance | 514 | #REF! | 5061 | 4 | 4 | #REF! | x | #REF!
| 5061HxH | 6" Domestic Service with 6" Meter and Transfer | EA | ALL | Water | Appurtenance | 515 | #REF! | 5061 | 6 | 6 | #REF! | x | #REF!
| 5061JxH | 8" Domestic Service with 6" Meter and Transfer | EA | ALL | Water | Appurtenance | 516 | #REF! | 5061 | 8 | 8 | #REF! | x | H
| 5062FxF | 4" Closed Fireline Service with 4" D.C. Device and Transfer | EA | ALL | Water | Appurtenance | 517 | #REF! | 5062 | 4 | 4 | #REF! | x | #REF!
| 5062HxH | 6" Closed Fireline Service with 6" D.C. Device and Transfer | EA | ALL | Water | Appurtenance | 518 | #REF! | 5062 | 6 | 6 | #REF! | x | #REF!
| 5062JxH | 8" Closed Fireline Service with 6" D.C. Device and Transfer | EA | ALL | Water | Appurtenance | 519 | #REF! | 5062 | 8 | 8 | #REF! | x | H
| 5062JxJ | 8" Closed Fireline Service with 8" D.C. Device and Transfer | EA | ALL | Water | Appurtenance | 520 | #REF! | 5062 | 8 | 8 | #REF! | x | #REF!
| 5062KxK | 10" Closed Fireline Service with 10" D.C. Device and Transfer | EA | ALL | Water | Appurtenance | 521 | #REF! | 5062 | 10 | 10 | #REF! | x | #REF!
| 5063FxF | 4" Standpipe Fireline Service with 4" Meter and Transfer | EA | ALL | Water | Appurtenance | 522 | #REF! | 5063 | 4 | 4 | #REF! | x | #REF!
| 5063HxH | 6" Standpipe Fireline Service with 6" Meter and Transfer | EA | ALL | Water | Appurtenance | 523 | #REF! | 5063 | 6 | 6 | #REF! | x | #REF!
| 5063JxJ | 8" Standpipe Fireline Service with 8" Meter and Transfer | EA | ALL | Water | Appurtenance | 525 | #REF! | 5063 | 8 | 8 | #REF! | x | #REF!
| 5063KxJ | 10" Standpipe Fireline Service with 8" Meter and Transfer | EA | ALL | Water | Appurtenance | 526 | #REF! | 5063 | 10 | 10 | #REF! | x | J
| 5063KxK | 10" Standpipe Fireline Service with 10" Meter and Transfer | EA | ALL | Water | Appurtenance | 527 | #REF! | 5063 | 10 | 10 | #REF! | x | #REF!
| 5064FxF | 4" Combined Service with 4" Meter | EA | ALL | Water | Appurtenance | 507 | #REF! | 5064 | 4 | 4 | #REF! | x | #REF!
| 5064HxH | 6" Combined Service with 6" Meter | EA | ALL | Water | Appurtenance | 508 | #REF! | 5064 | 6 | 6 | #REF! | x | #REF!
| 5064JxH | 8" Combined Service with 6" Meter | EA | ALL | Water | Appurtenance | 509 | #REF! | 5064 | 8 | 8 | #REF! | x | H
| 5064JxJ | 8" Combined Service with 8" Meter | EA | ALL | Water | Appurtenance | 510 | #REF! | 5064 | 8 | 8 | #REF! | x | #REF!
| 5064KxJ | 10" Combined Service with 8" Meter | EA | ALL | Water | Appurtenance | 511 | #REF! | 5064 | 10 | 10 | #REF! | x | J
| 5064KxK | 10" Combined Service with 10" Meter | EA | ALL | Water | Appurtenance | 512 | #REF! | 5064 | 10 | 10 | #REF! | x | #REF!
| 5065FxE | 4" Domestic Service with 3" Meter | EA | ALL | Water | Appurtenance | 513 | #REF! | 5065 | 4 | 4 | #REF! | x | E
| 5065FxF | 4" Domestic Service with 4" Meter | EA | ALL | Water | Appurtenance | 514 | #REF! | 5065 | 4 | 4 | #REF! | x | #REF!
| 5065HxH | 6" Domestic Service with 6" Meter | EA | ALL | Water | Appurtenance | 515 | #REF! | 5065 | 6 | 6 | #REF! | x | #REF!
| 5065JxJ | 8" Domestic Service with 6" Meter | EA | ALL | Water | Appurtenance | 516 | #REF! | 5065 | 8 | 8 | #REF! | x | #REF!
| 5066FxF | 4" Closed Fireline Service with 4" D.C. Device | EA | ALL | Water | Appurtenance | 517 | #REF! | 5066 | 4 | 4 | #REF! | x | #REF!
| 5066HxH | 6" Closed Fireline Service with 6" D.C.Device | EA | ALL | Water | Appurtenance | 518 | #REF! | 5066 | 6 | 6 | #REF! | x | #REF!
| 5066JxH | 8" Closed Fireline Service with 6" D.C.Device | EA | ALL | Water | Appurtenance | 519 | #REF! | 5066 | 8 | 8 | #REF! | x | H
| 5066JxJ | 8" Closed Fireline Service with 8" D.C.Device | EA | ALL | Water | Appurtenance | 520 | #REF! | 5066 | 8 | 8 | #REF! | x | #REF!
| 5066KxK | 10" Closed Fireline Service with 10" D.C.Device | EA | ALL | Water | Appurtenance | 521 | #REF! | 5066 | 10 | 10 | #REF! | x | #REF!
| 5067FxF | 4" Standpipe Fireline Service with 4" Meter | EA | ALL | Water | Appurtenance | 522 | #REF! | 5067 | 4 | 4 | #REF! | x | #REF!
| 5067HxH | 6" Standpipe Fireline Service with 6" Meter | EA | ALL | Water | Appurtenance | 523 | #REF! | 5067 | 6 | 6 | #REF! | x | #REF!
| 5067JxJ | 8" Standpipe Fireline Service with 8" Meter | EA | ALL | Water | Appurtenance | 525 | #REF! | 5067 | 8 | 8 | #REF! | x | #REF!
| 5067KxJ | 10" Standpipe Fireline Service with 8" Meter | EA | ALL | Water | Appurtenance | 526 | #REF! | 5067 | 10 | 10 | #REF! | x | J
| 5067KxK | 10" Standpipe Fireline Service with 10" Meter | EA | ALL | Water | Appurtenance | 527 | #REF! | 5067 | 10 | 10 | #REF! | x | #REF!
| 5070 | Install Automated Meter Reading Equipment | EA | ALL | Water | Appurtenance | x | 507 | 5070
| 5080 | Reconnect Existing Water Service | EA | JOINT | Water | Appurtenance | x | #REF! | 5080
| 5091 | Install Fire Hydrant | EA | ALL | Water | Appurtenance | 224 | #REF! | 5091
| 5092 | Remove Existing Fire Hydrant | EA | ALL | Water | Appurtenance | x | #REF! | 5092
| 5093 | Deliver Fire Hydrant | EA | ALL | Water | Appurtenance | x | #REF! | 5093
| 5094 | Relocate Fire Hydrant | EA | P.DEV | Water | Appurtenance | x | #REF! | 5094
| 5100F | 4" Gate Valve | EA | ALL | Water | Appurtenance | 219A | #REF! | 5100 | 4 | 4 | #REF!
| 5100H | 6" Gate Valve | EA | ALL | Water | Appurtenance | 219A | #REF! | 5100 | 6 | 6 | #REF!
| 5100J | 8" Gate Valve | EA | ALL | Water | Appurtenance | 219A | #REF! | 5100 | 8 | 8 | #REF!
| 5100K | 10" Gate Valve | EA | ALL | Water | Appurtenance | 219A | #REF! | 5100 | 10 | 10 | #REF!
| 5100L | 12" Gate Valve | EA | ALL | Water | Appurtenance | 219A | #REF! | 5100 | 12 | 12 | #REF!
| 5100Q | 16" Gate Valve | EA | ALL | Water | Appurtenance | 219A | #REF! | 5100 | 16 | 16 | #REF!
| 5100R | 18" Gate Valve | EA | ALL | Water | Appurtenance | x | #REF! | 5100 | 18 | 18 | #REF!
| 5100S | 20" Gate Valve | EA | ALL | Water | Appurtenance | x | #REF! | 5100 | 20 | 20 | #REF!
| 5100V | 24" Gate Valve | EA | ALL | Water | Appurtenance | x | #REF! | 5100 | 24 | 24 | #REF!
| 5100Y | 30" Gate Valve | EA | ALL | Water | Appurtenance | x | #REF! | 5100 | 30 | 30 | #REF!
| 5100AA | 36" Gate Valve | EA | ALL | Water | Appurtenance | x | #REF! | 5100 | 36 | 36 | #REF!
| 5100AC | 42" Gate Valve | EA | ALL | Water | Appurtenance | x | #REF! | 5100 | 42 | 42 | #REF!
| 5100AE | 48" Gate Valve | EA | ALL | Water | Appurtenance | x | #REF! | 5100 | 48 | 48 | #REF!
| 5100AF | 54" Gate Valve | EA | ALL | Water | Appurtenance | x | #REF! | 5100 | 54 | 54 | #REF!
| 5100AG | 60" Gate Valve | EA | ALL | Water | Appurtenance | x | #REF! | 5100 | 60 | 60 | #REF!
| 5100AH | 66" Gate Valve | EA | ALL | Water | Appurtenance | x | #REF! | 5100 | 66 | 66 | #REF!
| 5100AJ | 72" Gate Valve | EA | ALL | Water | Appurtenance | x | #REF! | 5100 | 72 | 72 | #REF!
| 5100AK | 78" Gate Valve | EA | ALL | Water | Appurtenance | x | #REF! | 5100 | 78 | 78 | #REF!
| 5100AL | 84" Gate Valve | EA | ALL | Water | Appurtenance | x | #REF! | 5100 | 84 | 84 | #REF!
| 5100AM | 90" Gate Valve | EA | ALL | Water | Appurtenance | x | #REF! | 5100 | 90 | 90 | #REF!
| 5105F | 4" Gate Valve (Place Only) | EA | CITY | Water | Appurtenance | 219A | #REF! | 5105 | 4 | 4 | #REF!
| 5105H | 6" Gate Valve (Place Only) | EA | CITY | Water | Appurtenance | 219A | #REF! | 5105 | 6 | 6 | #REF!
| 5105J | 8" Gate Valve (Place Only) | EA | CITY | Water | Appurtenance | 219A | #REF! | 5105 | 8 | 8 | #REF!
| 5105K | 10" Gate Valve (Place Only) | EA | CITY | Water | Appurtenance | 219A | #REF! | 5105 | 10 | 10 | #REF!
| 5105L | 12" Gate Valve (Place Only) | EA | CITY | Water | Appurtenance | 219A | #REF! | 5105 | 12 | 12 | #REF!
| 5105Q | 16" Gate Valve (Place Only) | EA | CITY | Water | Appurtenance | 219A |  | 5105 | 16 | 16 | #REF!
| 5105R | 18" Gate Valve (Place Only) | EA | CITY | Water | Appurtenance | x | #REF! | 5105 | 18 | 18 | #REF!
| 5105S | 20" Gate Valve (Place Only) | EA | CITY | Water | Appurtenance | x | #REF! | 5105 | 20 | 20 | #REF!
| 5105V | 24" Gate Valve (Place Only) | EA | CITY | Water | Appurtenance | x |  | 5105 | 24 | 24 | #REF!
| 5105Y | 30" Gate Valve (Place Only) | EA | CITY | Water | Appurtenance | x |  | 5105 | 30 | 30 | #REF!
| 5105AA | 36" Gate Valve (Place Only) | EA | CITY | Water | Appurtenance | x | #REF! | 5105 | 36 | 36 | #REF!
| 5105AC | 42" Gate Valve (Place Only) | EA | CITY | Water | Appurtenance | x | #REF! | 5105 | 42 | 42 | #REF!
| 5105AE | 48" Gate Valve (Place Only) | EA | CITY | Water | Appurtenance | x | #REF! | 5105 | 48 | 48 | #REF!
| 5105AF | 54" Gate Valve (Place Only) | EA | CITY | Water | Appurtenance | x | #REF! | 5105 | 54 | 54 | #REF!
| 5105AG | 60" Gate Valve (Place Only) | EA | CITY | Water | Appurtenance | x | #REF! | 5105 | 60 | 60 | #REF!
| 5105AH | 66" Gate Valve (Place Only) | EA | CITY | Water | Appurtenance | x | #REF! | 5105 | 66 | 66 | #REF!
| 5105AJ | 72" Gate Valve (Place Only) | EA | CITY | Water | Appurtenance | x | #REF! | 5105 | 72 | 72 | #REF!
| 5105AK | 78" Gate Valve (Place Only) | EA | CITY | Water | Appurtenance | x | #REF! | 5105 | 78 | 78 | #REF!
| 5105AL | 84" Gate Valve (Place Only) | EA | CITY | Water | Appurtenance | x | #REF! | 5105 | 84 | 84 | #REF!
| 5105AM | 90" Gate Valve (Place Only) | EA | CITY | Water | Appurtenance | x | #REF! | 5105 | 90 | 90 | #REF!
| 5110FxF | 4"x4" Tapping Sleeve | EA | ALL | Water | Fitting | 217 | #REF! | 5110 | 4 | 4 | #REF! |  | xF
| 5110HxH | 6"x6" Tapping Sleeve | EA | ALL | Water | Fitting | 217 | #REF! | 5110 | 6 | 6 | #REF! |  | xH
| 5110JxD | 8"x2" Tapping Sleeve | EA | ALL | Water | Fitting | 217 | #REF! | 5110 | 8 | 8 | #REF! |  | xD
| 5110JxH | 8"x6" Tapping Sleeve | EA | ALL | Water | Fitting | 217 | #REF! | 5110 | 8 | 8 | #REF! |  | xH
| 5110JxJ | 8"x8" Tapping Sleeve | EA | ALL | Water | Fitting | 217 | #REF! | 5110 | 8 | 8 | #REF! |  | xJ
| 5110KxJ | 10"x8" Tapping Sleeve | EA | ALL | Water | Fitting | 217 | #REF! | 5110 | 10 | 10 | #REF! |  | xJ
| 5110LxJ | 12"x8" Tapping Sleeve | EA | ALL | Water | Fitting | 217 | #REF! | 5110 | 12 | 12 | #REF! |  | xJ
| 5110LxL | 12"x12" Tapping Sleeve | EA | ALL | Water | Fitting | 217 | #REF! | 5110 | 12 | 12 | #REF! |  | xL
| 5110QxJ | 16"x8" Tapping Sleeve | EA | ALL | Water | Fitting | 217 | #REF! | 5110 | 16 | 16 | #REF! |  | xJ
| 5110QxL | 16"x12" Tapping Sleeve | EA | ALL | Water | Fitting | 217 | #REF! | 5110 | 16 | 16 | #REF! |  | xL
| 5110SxJ | 20"x8" Tapping Sleeve | EA | ALL | Water | Fitting | 217 | #REF! | 5110 | 20 | 20 | #REF! |  | xJ
| 5110SxL | 20"x12" Tapping Sleeve | EA | ALL | Water | Fitting | 217 | #REF! | 5110 | 20 | 20 | #REF! |  | xL
| 5110VxL | 24"x12" Tapping Sleeve | EA | ALL | Water | Fitting | 217 | #REF! | 5110 | 24 | 24 | #REF! |  | xL
| 5110VxQ | 24"x16" Tapping Sleeve | EA | ALL | Water | Fitting | 217 | #REF! | 5110 | 24 | 24 | #REF! |  | xQ
| 5110YxL | 30"x12" Tapping Sleeve | EA | ALL | Water | Fitting | 217 | #REF! | 5110 | 30 | 30 | #REF! |  | xL
| 5110AAxH | 36"x6" Tapping Sleeve | EA | ALL | Water | Fitting | 217 | #REF! | 5110 | 36 | 36 | #REF! |  | xH
| 5110AAxL | 36"x12" Tapping Sleeve | EA | ALL | Water | Fitting | 217 | #REF! | 5110 | 36 | 36 | #REF! |  | xL
| 5110VxJ | 24"x8" Tapping Sleeve | EA | ALL | Water | Fitting | 217 | #REF! | 5110 | 24 | 24 | #REF! |  | xJ
| 5110QxQ | 16"x16" Tapping Sleeve | EA | ALL | Water | Fitting | 217 | #REF! | 5110 | 16 | 16 | #REF! |  | xQ
| 5110RxJ | 18"x8" Tapping Sleeve | EA | ALL | Water | Fitting | 217 | #REF! | 5110 | 18 | 18 | #REF! |  | xJ
| 5110SxQ | 20"x16" Tapping Sleeve | EA | ALL | Water | Fitting | 217 | #REF! | 5110 | 20 | 20 | #REF! |  | xQ
| 5110YxQ | 30"x16" Tapping Sleeve | EA | ALL | Water | Fitting | 217 | #REF! | 5110 | 30 | 30 | #REF! |  | xQ
| 5110AAxQ | 36"x16" Tapping Sleeve | EA | ALL | Water | Fitting | 217 | #REF! | 5110 | 36 | 36 | #REF! |  | xQ
| 5110YxV | 30"x24" Tapping Sleeve | EA | ALL | Water | Fitting | 217 | #REF! | 5110 | 30 | 30 | #REF! |  | xV
| 5110JxF | 8"x4" Tapping Sleeve | EA | ALL | Water | Fitting | 217 | #REF! | 5110 | 8 | 8 | #REF! |  | xF
| 5110LxH | 12"x6" Tapping Sleeve | EA | ALL | Water | Fitting | 217 | #REF! | 5110 | 12 | 12 | #REF! |  | xH
| 5110ACxL | 42"x12" Tapping Sleeve | EA | ALL | Water | Fitting | 217 | #REF! | 5110 | 42 | 42 | #REF! |  | xL
| 5110KxK | 10"x10" Tapping Sleeve | EA | ALL | Water | Fitting | 217 | #REF! | 5110 | 10 | 10 | #REF! |  | xK
| 5110QxH | 16"x6" Tapping Sleeve | EA | ALL | Water | Fitting | 217 | #REF! | 5110 | 16 | 16 | #REF! |  | xH
| 5110MxD | 14"x2" Tapping Sleeve | EA | ALL | Water | Fitting | 217 | #REF! | 5110 | 14 | 14 | #REF! |  | xD
| 5110AAxJ | 36"x8" Tapping Sleeve | EA | ALL | Water | Fitting | 217 | #REF! | 5110 | 36 | 36 | #REF! |  | xJ
| 5110LxD | 12"x2" Tapping Sleeve | EA | ALL | Water | Fitting | 217 | #REF! | 5110 | 12 | 12 | #REF! |  | xD
| 5110ALxAE | 84"x48" Tapping Sleeve | EA | ALL | Water | Fitting | 217 | #REF! | 5110 | 84 | 84 | #REF! |  | xAE
| 5110AAxS | 36"x20" Tapping Sleeve | EA | ALL | Water | Fitting | 217 | #REF! | 5110 | 36 | 36 | #REF! |  | xS
| 5110AExQ | 48"x16" Tapping Sleeve | EA | ALL | Water | Fitting | 217 | #REF! | 5110 | 48 | 48 | #REF! |  | xQ
| 5110LxF | 12"x4" Tapping Sleeve | EA | ALL | Water | Fitting | 217 | #REF! | 5110 | 12 | 12 | #REF! |  | xF
| 5110HxF | 6"x4" Tapping Sleeve | EA | ALL | Water | Fitting | 217 | #REF! | 5110 | 6 | 6 | #REF! |  | xF
| 5110RxL | 18" x 12" Tapping Sleeve | EA | ALL | Water | Fitting | 217 | #REF! | 5110 | 18 | 18 | #REF! |  | xL
| 5120F | Remove, Salvage, & Deliver 4" Valve | EA | CITY | Water | Appurtenance | x | 512 | 5120 | 4 | 4 | #REF!
| 5120H | Remove, Salvage, & Deliver 6" Valve | EA | CITY | Water | Appurtenance | x | 512 | 5120 | 6 | 6 | #REF!
| 5120J | Remove, Salvage, & Deliver 8" Valve | EA | CITY | Water | Appurtenance | x | 512 | 5120 | 8 | 8 | #REF!
| 5120K | Remove, Salvage, & Deliver 10" Valve | EA | CITY | Water | Appurtenance | x | 512 | 5120 | 10 | 10 | #REF!
| 5120L | Remove, Salvage, & Deliver 12" Valve | EA | CITY | Water | Appurtenance | x | 512 | 5120 | 12 | 12 | #REF!
| 5120Q | Remove, Salvage, & Deliver 16" Valve | EA | CITY | Water | Appurtenance | x | 512 | 5120 | 16 | 16 | #REF!
| 5120R | Remove, Salvage, & Deliver 18" Valve | EA | CITY | Water | Appurtenance | x | 512 | 5120 | 18 | 18 | #REF!
| 5120S | Remove, Salvage, & Deliver 20" Valve | EA | CITY | Water | Appurtenance | x | 512 | 5120 | 20 | 20 | #REF!
| 5120V | Remove, Salvage, & Deliver 24" Valve | EA | CITY | Water | Appurtenance | x | 512 | 5120 | 24 | 24 | #REF!
| 5120Y | Remove, Salvage, & Deliver 30" Valve | EA | CITY | Water | Appurtenance | x | 512 | 5120 | 30 | 30 | #REF!
| 5120AA | Remove, Salvage, & Deliver 36" Valve | EA | CITY | Water | Appurtenance | x | 512 | 5120 | 36 | 36 | #REF!
| 5120AC | Remove, Salvage, & Deliver 42" Valve | EA | CITY | Water | Appurtenance | x | 512 | 5120 | 42 | 42 | #REF!
| 5120AE | Remove, Salvage, & Deliver 48" Valve | EA | CITY | Water | Appurtenance | x | 512 | 5120 | 48 | 48 | #REF!
| 5120AF | Remove, Salvage, & Deliver 54" Valve | EA | CITY | Water | Appurtenance | x | 512 | 5120 | 54 | 54 | #REF!
| 5120AG | Remove, Salvage, & Deliver 60" Valve | EA | CITY | Water | Appurtenance | x | 512 | 5120 | 60 | 60 | #REF!
| 5120AH | Remove, Salvage, & Deliver 66" Valve | EA | CITY | Water | Appurtenance | x | 512 | 5120 | 66 | 66 | #REF!
| 5120AJ | Remove, Salvage, & Deliver 72" Valve | EA | CITY | Water | Appurtenance | x | 512 | 5120 | 72 | 72 | #REF!
| 5120AK | Remove, Salvage, & Deliver 78" Valve | EA | CITY | Water | Appurtenance | x | 512 | 5120 | 78 | 78 | #REF!
| 5120AL | Remove, Salvage, & Deliver 84" Valve | EA | CITY | Water | Appurtenance | x | 512 | 5120 | 84 | 84 | #REF!
| 5120AM | Remove, Salvage, & Deliver 90" Valve | EA | CITY | Water | Appurtenance | x | 512 | 5120 | 90 | 90 | #REF!
| 5130H | 6" Cut-In Valve | EA | ALL | Water | Appurtenance | x | #REF! | 5130 | 6 | 6 | #REF!
| 5130J | 8" Cut-In Valve | EA | ALL | Water | Appurtenance | x | #REF! | 5130 | 8 | 8 | #REF!
| 5130L | 12" Cut-In Valve | EA | ALL | Water | Appurtenance | x | #REF! | 5130 | 12 | 12 | #REF!
| 5130Q | 16" Cut-In Valve | EA | ALL | Water | Appurtenance | x | #REF! | 5130 | 16 | 16 | #REF!
| 5140H | 6" Flap Valve | EA | ALL | Water | Appurtenance | x | #REF! | 5140 | 6 | 6 | #REF!
| 5140J | 8" Flap Valve | EA | ALL | Water | Appurtenance | x | #REF! | 5140 | 8 | 8 | #REF!
| 5140K | 10" Flap Valve | EA | ALL | Water | Appurtenance | x | Yes | x
| 5140L | 12" Flap Valve | EA | ALL | Water | Appurtenance | x | #REF! | 5140 | 12 | 12 | #REF!
| 5150AE | 48" Access Manhole | EA | CITY | Water | Appurtenance | x | #REF! | 5150 | 48 | 48 | #REF!
| 5150AF | 54" Access Manhole | EA | CITY | Water | Appurtenance | x | #REF! | 5150 | 54 | 54 | #REF!
| 5150AG | 60" Access Manhole | EA | CITY | Water | Appurtenance | x | #REF! | 5150 | 60 | 60 | #REF!
| 5150AJ | 72" Access Manhole | EA | CITY | Water | Appurtenance | x | #REF! | 5150 | 72 | 72 | #REF!
| 5155AE | 48" Access Manhole with Blowoff | EA | CITY | Water | Appurtenance | x | #REF! | 5155 | 48 | 48 | #REF!
| 5155AG | 60" Access Manhole with Blowoff | EA | CITY | Water | Appurtenance | x | #REF! | 5155 | 60 | 60 | #REF!
| 5155AJ | 72" Access Manhole with Blowoff | EA | CITY | Water | Appurtenance | x | #REF! | 5155 | 72 | 72 | #REF!
| 5160AG | 60" Diameter Water Manhole | EA | CITY | Water | Appurtenance | x | #REF! | 5160 | 60 | 60 | #REF!
| 5160AGP | 60" Diameter Water Manhole with Paving | EA | JOINT | Water | Appurtenance | x | #REF! | 5160 | 60 | 60 | #REF! | P
| 5160AJ | 72" Diameter Water Manhole | EA | CITY | Water | Appurtenance | x | #REF! | 5160 | 72 | 72 | #REF!
| 5160AJP | 72" Diameter Water Manhole with Paving | EA | JOINT | Water | Appurtenance | x | #REF! | 5160 | 72 | 72 | #REF! | P
| 5170F | 4" Pressure Reducing Valve & Vault | EA | ALL | Water | Appurtenance | x | #REF! | 5170 | 4 | 4 | #REF!
| 5170H | 6" Pressure Reducing Valve & Vault | EA | ALL | Water | Appurtenance | x | #REF! | 5170 | 6 | 6 | #REF!
| 5170J | 8" Pressure Reducing Valve & Vault | EA | ALL | Water | Appurtenance | x | #REF! | 5170 | 8 | 8 | #REF!
| 5170K | 10" Pressure Reducing Valve & Vault | EA | ALL | Water | Appurtenance | x | #REF! | 5170 | 10 | 10 | #REF!
| 5170L | 12" Pressure Reducing Valve & Vault | EA | ALL | Water | Appurtenance | x | #REF! | 5170 | 12 | 12 | #REF!
| 5170Q | 16" Pressure Reducing Valve & Vault | EA | ALL | Water | Appurtenance | x | #REF! | 5170 | 16 | 16 | #REF!
| 5170S | 20" Pressure Reducing Valve & Vault | EA | ALL | Water | Appurtenance | x | #REF! | 5170 | 20 | 20 | #REF!
| 5170V | 24" Pressure Reducing Valve & Vault | EA | ALL | Water | Appurtenance | x | #REF! | 5170 | 24 | 24 | #REF!
| 5170Y | 30" Pressure Reducing Valve & Vault | EA | ALL | Water | Appurtenance | x | #REF! | 5170 | 30 | 30 | #REF!
| 5170AA | 36" Pressure Reducing Valve & Vault | EA | ALL | Water | Appurtenance | x | #REF! | 5170 | 36 | 36 | #REF!
| 5180AEX | 48" Water Manhole -Extra Depth (+20') | EA | ALL | Water | Appurtenance | x
| 5180AGX | 60" Water Manhole -Extra Depth (+20') | EA | ALL | Water | Appurtenance | x |  | 5180 | 60 | 60 | #REF! |  | X
| 5180AJX | 72" Water Manhole -Extra Depth (+20') | EA | ALL | Water | Appurtenance | x |  | 5180 | 72 | 72 | #REF! |  | X
| 5180AEPX | 48" Water Manhole with Paving -Extra Depth (+20') | EA | ALL | Water | Appurtenance | x
| 5180AGPX | 60" Water Manhole with Paving -Extra Depth (+20') | EA | ALL | Water | Appurtenance | x |  | 5180 | 60 | 60 | #REF! | P | X
| 5180AJPX | 72" Water Manhole with Paving -Extra Depth (+20') | EA | ALL | Water | Appurtenance | x |  | 5180 | 72 | 72 | #REF! | P | X
| 5200J | 8" Butterfly Valve | EA | ALL | Water | Appurtenance | 214, 215 | #REF! | 5200 | 8 | 8 | #REF!
| 5200Q | 16" Butterfly Valve | EA | ALL | Water | Appurtenance | 214, 215 | #REF! | 5200 | 16 | 16 | #REF!
| 5200R | 18" Butterfly Valve | EA | ALL | Water | Appurtenance | 214, 215 | #REF! | 5200 | 18 | 18 | #REF!
| 5200S | 20" Butterfly Valve | EA | ALL | Water | Appurtenance | 214, 215 | #REF! | 5200 | 20 | 20 | #REF!
| 5200V | 24" Butterfly Valve | EA | ALL | Water | Appurtenance | 214, 215 | #REF! | 5200 | 24 | 24 | #REF!
| 5200Y | 30" Butterfly Valve | EA | ALL | Water | Appurtenance | 214, 215 | #REF! | 5200 | 30 | 30 | #REF!
| 5200AA | 36" Butterfly Valve | EA | ALL | Water | Appurtenance | 214, 215 | #REF! | 5200 | 36 | 36 | #REF!
| 5200AC | 42" Butterfly Valve | EA | ALL | Water | Appurtenance | 214, 215 | #REF! | 5200 | 42 | 42 | #REF!
| 5200AE | 48" Butterfly Valve | EA | ALL | Water | Appurtenance | 214, 215 | #REF! | 5200 | 48 | 48 | #REF!
| 5200AF | 54" Butterfly Valve | EA | ALL | Water | Appurtenance | 214, 215 | #REF! | 5200 | 54 | 54 | #REF!
| 5200AG | 60" Butterfly Valve | EA | ALL | Water | Appurtenance | 214, 215 | #REF! | 5200 | 60 | 60 | #REF!
| 5200AH | 66" Butterfly Valve | EA | ALL | Water | Appurtenance | 214, 215 | #REF! | 5200 | 66 | 66 | #REF!
| 5200AJ | 72" Butterfly Valve | EA | ALL | Water | Appurtenance | 214, 215 | #REF! | 5200 | 72 | 72 | #REF!
| 5200AL | 84" Butterfly Valve | EA | ALL | Water | Appurtenance | 214, 215 | #REF! | 5200 | 84 | 84 | #REF!
| 5200AN | 96" Butterfly Valve | EA | ALL | Water | Appurtenance | 214, 215 | #REF! | 5200 | 96 | 96 | #REF!
| 5205J | 8" Butterfly Valve (Place Only) | EA | ALL | Water | Appurtenance | 214, 215 | #REF! | 5205 | 8 | 8 | #REF!
| 5205Q | 16" Butterfly Valve (Place Only) | EA | ALL | Water | Appurtenance | 214, 215 | #REF! | 5205 | 16 | 16 | #REF!
| 5205R | 18" Butterfly Valve (Place Only) | EA | ALL | Water | Appurtenance | 214, 215 | #REF! | 5205 | 18 | 18 | #REF!
| 5205S | 20" Butterfly Valve (Place Only) | EA | ALL | Water | Appurtenance | 214, 215 | #REF! | 5205 | 20 | 20 | #REF!
| 5205V | 24" Butterfly Valve (Place Only) | EA | ALL | Water | Appurtenance | 214, 215 | #REF! | 5205 | 24 | 24 | #REF!
| 5205Y | 30" Butterfly Valve (Place Only) | EA | ALL | Water | Appurtenance | 214, 215 | #REF! | 5205 | 30 | 30 | #REF!
| 5205AA | 36" Butterfly Valve (Place Only) | EA | ALL | Water | Appurtenance | 214, 215 | #REF! | 5205 | 36 | 36 | #REF!
| 5205AC | 42" Butterfly Valve (Place Only) | EA | ALL | Water | Appurtenance | 214, 215 | #REF! | 5205 | 42 | 42 | #REF!
| 5205AE | 48" Butterfly Valve (Place Only) | EA | ALL | Water | Appurtenance | 214, 215 | #REF! | 5205 | 48 | 48 | #REF!
| 5205AF | 54" Butterfly Valve (Place Only) | EA | ALL | Water | Appurtenance | 214, 215 | #REF! | 5205 | 54 | 54 | #REF!
| 5205AG | 60" Butterfly Valve (Place Only) | EA | ALL | Water | Appurtenance | 214, 215 | #REF! | 5205 | 60 | 60 | #REF!
| 5205AH | 66" Butterfly Valve (Place Only) | EA | ALL | Water | Appurtenance | 214, 215 | #REF! | 5205 | 66 | 66 | #REF!
| 5205AJ | 72" Butterfly Valve (Place Only) | EA | ALL | Water | Appurtenance | 214, 215 | #REF! | 5205 | 72 | 72 | #REF!
| 5205AL | 84" Butterfly Valve (Place Only) | EA | ALL | Water | Appurtenance | 214, 215 | #REF! | 5205 | 84 | 84 | #REF!
| 5205AN | 96" Butterfly Valve (Place Only) | EA | ALL | Water | Appurtenance | 214, 215 | #REF! | 5205 | 96 | 96 | #REF!
| 5500D | 2" Water Main (BOTOC) | LF | ALL | Water | Std. BOTOC | 101 | #REF! | 5500 | 2 | 2 | #REF!
| 5500F | 4" Water Main (BOTOC) | LF | ALL | Water | Std. BOTOC | 101 | #REF! | 5500 | 4 | 4 | #REF!
| 5500H | 6" Water Main (BOTOC) | LF | ALL | Water | Std. BOTOC | 101 | #REF! | 5500 | 6 | 6 | #REF!
| 5500J | 8" Water Main (BOTOC) | LF | ALL | Water | Std. BOTOC | 101 | #REF! | 5500 | 8 | 8 | #REF!
| 5500L | 12" Water Main (BOTOC) | LF | ALL | Water | Std. BOTOC | 101 | #REF! | 5500 | 12 | 12 | #REF!
| 5500Q | 16" Water Main (BOTOC) | LF | ALL | Water | Std. BOTOC | 101 | #REF! | 5500 | 16 | 16 | #REF!
| 5500R | 18" Water Main (BOTOC) | LF | ALL | Water | Std. BOTOC | 101 | #REF! | 5500 | 18 | 18 | #REF!
| 5500S | 20" Water Main (BOTOC) | LF | ALL | Water | Std. BOTOC | 101 | #REF! | 5500 | 20 | 20 | #REF!
| 5500V | 24" Water Main (BOTOC) | LF | ALL | Water | Std. BOTOC | 101 | #REF! | 5500 | 24 | 24 | #REF!
| 5500Y | 30" Water Main (BOTOC) | LF | ALL | Water | Std. BOTOC | 101 | #REF! | 5500 | 30 | 30 | #REF!
| 5500AA | 36" Water Main (BOTOC) | LF | ALL | Water | Std. BOTOC | 101 | #REF! | 5500 | 36 | 36 | #REF!
| 5500AC | 42" Water Main (BOTOC) | LF | ALL | Water | Std. BOTOC | 101 | #REF! | 5500 | 42 | 42 | #REF!
| 5500AE | 48" Water Main (BOTOC) | LF | ALL | Water | Std. BOTOC | 101 | #REF! | 5500 | 48 | 48 | #REF!
| 5500AF | 54" Water Main (BOTOC) | LF | ALL | Water | Std. BOTOC | 101 | #REF! | 5500 | 54 | 54 | #REF!
| 5500AG | 60" Water Main (BOTOC) | LF | ALL | Water | Std. BOTOC | 101 | #REF! | 5500 | 60 | 60 | #REF!
| 5500AH | 66" Water Main (BOTOC) | LF | ALL | Water | Std. BOTOC | 101 | #REF! | 5500 | 66 | 66 | #REF!
| 5500AJ | 72" Water Main (BOTOC) | LF | ALL | Water | Std. BOTOC | 101 | #REF! | 5500 | 72 | 72 | #REF!
| 5500AK | 78" Water Main (BOTOC) | LF | ALL | Water | Std. BOTOC | 101 | #REF! | 5500 | 78 | 78 | #REF!
| 5500AL | 84" Water Main (BOTOC) | LF | ALL | Water | Std. BOTOC | 101 | #REF! | 5500 | 84 | 84 | #REF!
| 5500AM | 90" Water Main (BOTOC) | LF | ALL | Water | Std. BOTOC | 101 | #REF! | 5500 | 90 | 90 | #REF!
| 5500AN | 96" Water Main (BOTOC) | LF | ALL | Water | Std. BOTOC | 101 | #REF! | 5500 | 96 | 96 | #REF!
| 5505H | 6" Water Main By Horiz. Directional Drilling | LF | ALL | Water | HDD BOTOC | 101 | #REF! | 5505 | 6 | 6 | #REF!
| 5505J | 8" Water Main By Horiz. Directional Drilling | LF | ALL | Water | HDD BOTOC | 101 | #REF! | 5505 | 8 | 8 | #REF!
| 5505L | 12" Water Main By Horiz. Directional Drilling | LF | ALL | Water | HDD BOTOC | 101 | #REF! | 5505 | 12 | 12 | #REF!
| 5510D | 2" Water, Highway Crossing (BOTOC) | LF | ALL | Water | Highway X-ing | 102 | #REF! | 5510 | 2 | 2 | #REF!
| 5510F | 4" Water, Hishway Crossing (BOTOC) | LF | ALL | Water | Highway X-ing | 102 | #REF! | 5510 | 4 | 4 | #REF!
| 5510H | 6" Water, Highway Crossing (BOTOC) | LF | ALL | Water | Highway X-ing | 102 | #REF! | 5510 | 6 | 6 | #REF!
| 5510J | 8" Water, Highway Crossing (BOTOC) | LF | ALL | Water | Highway X-ing | 102 | #REF! | 5510 | 8 | 8 | #REF!
| 5510L | 12" Water, Highway Crossing (BOTOC) | LF | ALL | Water | Highway X-ing | 102 | #REF! | 5510 | 12 | 12 | #REF!
| 5510Q | 16" Water, Highway Crossing (BOTOC) | LF | ALL | Water | Highway X-ing | 103 | #REF! | 5510 | 16 | 16 | #REF!
| 5510S | 20" Water, Highway Crossing (BOTOC) | LF | ALL | Water | Highway X-ing | 103 | #REF! | 5510 | 20 | 20 | #REF!
| 5510V | 24" Water, Highway Crossing (BOTOC) | LF | ALL | Water | Highway X-ing | 103 | #REF! | 5510 | 24 | 24 | #REF!
| 5510Y | 30" Water, Highway Crossing (BOTOC) | LF | ALL | Water | Highway X-ing | 103 | #REF! | 5510 | 30 | 30 | #REF!
| 5510AA | 36" Water, Highway Crossing (BOTOC) | LF | ALL | Water | Highway X-ing | 103 | #REF! | 5510 | 36 | 36 | #REF!
| 5510AC | 42" Water, Highway Crossing (BOTOC) | LF | ALL | Water | Highway X-ing | 103 | #REF! | 5510 | 42 | 42 | #REF!
| 5510AE | 48" Water, Highway Crossing (BOTOC) | LF | ALL | Water | Highway X-ing | 103 | #REF! | 5510 | 48 | 48 | #REF!
| 5510AF | 54" Water, Highway Crossing (BOTOC) | LF | ALL | Water | Highway X-ing | 103 | #REF! | 5510 | 54 | 54 | #REF!
| 5510AG | 60" Water, Highway Crossing (BOTOC) | LF | ALL | Water | Highway X-ing | 103 | #REF! | 5510 | 60 | 60 | #REF!
| 5510AH | 66" Water, Highway Crossing (BOTOC) | LF | ALL | Water | Highway X-ing | 103 | #REF! | 5510 | 66 | 66 | #REF!
| 5510AJ | 72" Water, Highway Crossing (BOTOC) | LF | ALL | Water | Highway X-ing | 103 | #REF! | 5510 | 72 | 72 | #REF!
| 5510AK | 78" Water, Highway Crossing (BOTOC) | LF | ALL | Water | Highway X-ing | 103 | #REF! | 5510 | 78 | 78 | #REF!
| 5510AL | 84" Water, Highway Crossing (BOTOC) | LF | ALL | Water | Highway X-ing | 103 | #REF! | 5510 | 84 | 84 | #REF!
| 5510AM | 90" Water, Highway Crossing (BOTOC) | LF | ALL | Water | Highway X-ing | 103 | #REF! | 5510 | 90 | 90 | #REF!
| 5520D | 2" Water, Highway Crossing (By Open Cut) | LF | ALL | Water | Highway X-ing | x | #REF! | 5520 | 2 | 2 | #REF!
| 5520F | 4" Water, Highway Crossing (By Open Cut) | LF | ALL | Water | Highway X-ing | x | #REF! | 5520 | 4 | 4 | #REF!
| 5520H | 6" Water, Highway Crossing (By Open Cut) | LF | ALL | Water | Highway X-ing | x | #REF! | 5520 | 6 | 6 | #REF!
| 5520J | 8" Water, Highway Crossing (By Open Cut) | LF | ALL | Water | Highway X-ing | x | #REF! | 5520 | 8 | 8 | #REF!
| 5520L | 12" Water, Highway Crossing (By Open Cut) | LF | ALL | Water | Highway X-ing | x | #REF! | 5520 | 12 | 12 | #REF!
| 5520Q | 16" Water, Highway Crossing (By Open Cut) | LF | ALL | Water | Highway X-ing | x | #REF! | 5520 | 16 | 16 | #REF!
| 5520S | 20" Water, Highway Crossing (By Open Cut) | LF | ALL | Water | Highway X-ing | x | #REF! | 5520 | 20 | 20 | #REF!
| 5520V | 24" Water, Highway Crossing (By Open Cut) | LF | ALL | Water | Highway X-ing | x | #REF! | 5520 | 24 | 24 | #REF!
| 5520Y | 30" Water, Highway Crossing (By Open Cut) | LF | ALL | Water | Highway X-ing | x | #REF! | 5520 | 30 | 30 | #REF!
| 5520AA | 36" Water, Highway Crossing (By Open Cut) | LF | ALL | Water | Highway X-ing | x | #REF! | 5520 | 36 | 36 | #REF!
| 5520AC | 42" Water, Highway Crossing (By Open Cut) | LF | ALL | Water | Highway X-ing | x | #REF! | 5520 | 42 | 42 | #REF!
| 5520AE | 48" Water, Highway Crossing (By Open Cut) | LF | ALL | Water | Highway X-ing | x | #REF! | 5520 | 48 | 48 | #REF!
| 5520AF | 54" Water, Highway Crossing (By Open Cut) | LF | ALL | Water | Highway X-ing | x | #REF! | 5520 | 54 | 54 | #REF!
| 5520AG | 60" Water, Highway Crossing (By Open Cut) | LF | ALL | Water | Highway X-ing | x | #REF! | 5520 | 60 | 60 | #REF!
| 5520AH | 66" Water, Highway Crossing (By Open Cut) | LF | ALL | Water | Highway X-ing | x | #REF! | 5520 | 66 | 66 | #REF!
| 5520AJ | 72" Water, Highway Crossing (By Open Cut) | LF | ALL | Water | Highway X-ing | x | #REF! | 5520 | 72 | 72 | #REF!
| 5520AK | 78" Water, Highway Crossing (By Open Cut) | LF | ALL | Water | Highway X-ing | x | #REF! | 5520 | 78 | 78 | #REF!
| 5520AL | 84" Water, Highway Crossing (By Open Cut) | LF | ALL | Water | Highway X-ing | x | #REF! | 5520 | 84 | 84 | #REF!
| 5520AM | 90" Water, Highway Crossing (By Open Cut) | LF | ALL | Water | Highway X-ing | x | #REF! | 5520 | 90 | 90 | #REF!
| 5530D | 2" Water, RR Crossing (BOTOC) | LF | ALL | Water | Railway X-ing | x | #REF! | 5530 | 2 | 2 | #REF!
| 5530F | 4" Water, RR Crossing (BOTOC) | LF | ALL | Water | Railway X-ing | x | #REF! | 5530 | 4 | 4 | #REF!
| 5530H | 6" Water, RR Crossing (BOTOC) | LF | ALL | Water | Railway X-ing | x | #REF! | 5530 | 6 | 6 | #REF!
| 5530J | 8" Water, RR Crossing (BOTOC) | LF | ALL | Water | Railway X-ing | x | #REF! | 5530 | 8 | 8 | #REF!
| 5530L | 12" Water, RR Crossing (BOTOC) | LF | ALL | Water | Railway X-ing | x | #REF! | 5530 | 12 | 12 | #REF!
| 5530Q | 16" Water, RR Crossing (BOTOC) | LF | ALL | Water | Railway X-ing | x | #REF! | 5530 | 16 | 16 | #REF!
| 5530S | 20" Water, RR Crossing (BOTOC) | LF | ALL | Water | Railway X-ing | x | #REF! | 5530 | 20 | 20 | #REF!
| 5530V | 24" Water, RR Crossing (BOTOC) | LF | ALL | Water | Railway X-ing | x | #REF! | 5530 | 24 | 24 | #REF!
| 5530Y | 30" Water, RR Crossing (BOTOC) | LF | ALL | Water | Railway X-ing | x | #REF! | 5530 | 30 | 30 | #REF!
| 5530AA | 36" Water, RR Crossing (BOTOC) | LF | ALL | Water | Railway X-ing | x | #REF! | 5530 | 36 | 36 | #REF!
| 5530AC | 42" Water, RR Crossing (BOTOC) | LF | ALL | Water | Railway X-ing | x | #REF! | 5530 | 42 | 42 | #REF!
| 5530AE | 48" Water, RR Crossing (BOTOC) | LF | ALL | Water | Railway X-ing | x | #REF! | 5530 | 48 | 48 | #REF!
| 5530AF | 54" Water, RR Crossing (BOTOC) | LF | ALL | Water | Railway X-ing | x | #REF! | 5530 | 54 | 54 | #REF!
| 5530AG | 60" Water, RR Crossing (BOTOC) | LF | ALL | Water | Railway X-ing | x | #REF! | 5530 | 60 | 60 | #REF!
| 5530AH | 66" Water, RR Crossing (BOTOC) | LF | ALL | Water | Railway X-ing | x | #REF! | 5530 | 66 | 66 | #REF!
| 5530AJ | 72" Water, RR Crossing (BOTOC) | LF | ALL | Water | Railway X-ing | x | #REF! | 5530 | 72 | 72 | #REF!
| 5530AK | 78" Water, RR Crossing (BOTOC) | LF | ALL | Water | Railway X-ing | x | #REF! | 5530 | 78 | 78 | #REF!
| 5530AL | 84" Water, RR Crossing (BOTOC) | LF | ALL | Water | Railway X-ing | x | #REF! | 5530 | 84 | 84 | #REF!
| 5530AM | 90" Water, RR Crossing (BOTOC) | LF | ALL | Water | Railway X-ing | x | #REF! | 5530 | 90 | 90 | #REF!
| 5530AN | 96" Water, RR Crossing (BOTOC) | LF | ALL | Water | Railway X-ing | x | #REF! | 5530 | 96 | 96 | #REF!
| 5540D | 2" Water, RR Crossing (By Open Cut) | LF | ALL | Water | Railway X-ing | x | #REF! | 5540 | 2 | 2 | #REF!
| 5540F | 4" Water, RR Crossing (By Open Cut) | LF | ALL | Water | Railway X-ing | x | #REF! | 5540 | 4 | 4 | #REF!
| 5540H | 6" Water, RR Crossing (By Open Cut) | LF | ALL | Water | Railway X-ing | x | #REF! | 5540 | 6 | 6 | #REF!
| 5540J | 8" Water, RR Crossing (By Open Cut) | LF | ALL | Water | Railway X-ing | x | #REF! | 5540 | 8 | 8 | #REF!
| 5540L | 12" Water, RR Crossing (By Open Cut) | LF | ALL | Water | Railway X-ing | x | #REF! | 5540 | 12 | 12 | #REF!
| 5540Q | 16" Water, RR Crossing (By Open Cut) | LF | ALL | Water | Railway X-ing | x | #REF! | 5540 | 16 | 16 | #REF!
| 5540S | 20" Water, RR Crossing (By Open Cut) | LF | ALL | Water | Railway X-ing | x | #REF! | 5540 | 20 | 20 | #REF!
| 5540V | 24" Water, RR Crossing (By Open Cut) | LF | ALL | Water | Railway X-ing | x | #REF! | 5540 | 24 | 24 | #REF!
| 5540Y | 30" Water, RR Crossing (By Open Cut) | LF | ALL | Water | Railway X-ing | x | #REF! | 5540 | 30 | 30 | #REF!
| 5540AA | 36" Water, RR Crossing (By Open Cut) | LF | ALL | Water | Railway X-ing | x | #REF! | 5540 | 36 | 36 | #REF!
| 5540AC | 42" Water, RR Crossing (By Open Cut) | LF | ALL | Water | Railway X-ing | x | #REF! | 5540 | 42 | 42 | #REF!
| 5540AE | 48" Water, RR Crossing (By Open Cut) | LF | ALL | Water | Railway X-ing | x | #REF! | 5540 | 48 | 48 | #REF!
| 5540AF | 54" Water, RR Crossing (By Open Cut) | LF | ALL | Water | Railway X-ing | x | #REF! | 5540 | 54 | 54 | #REF!
| 5540AG | 60" Water, RR Crossing (By Open Cut) | LF | ALL | Water | Railway X-ing | x | #REF! | 5540 | 60 | 60 | #REF!
| 5540AH | 66" Water, RR Crossing (By Open Cut) | LF | ALL | Water | Railway X-ing | x | #REF! | 5540 | 66 | 66 | #REF!
| 5540AJ | 72" Water, RR Crossing (By Open Cut) | LF | ALL | Water | Railway X-ing | x | #REF! | 5540 | 72 | 72 | #REF!
| 5540AK | 78" Water, RR Crossing (By Open Cut) | LF | ALL | Water | Railway X-ing | x | #REF! | 5540 | 78 | 78 | #REF!
| 5540AL | 84" Water, RR Crossing (By Open Cut) | LF | ALL | Water | Railway X-ing | x | #REF! | 5540 | 84 | 84 | #REF!
| 5540AM | 90" Water, RR Crossing (By Open Cut) | LF | ALL | Water | Railway X-ing | x | #REF! | 5540 | 90 | 90 | #REF!
| 5550D | 2" Water Main Crossing (BOTOC) | LF | ALL | Water | Enc. BOTOC | x | #REF! | 5550 | 2 | 2 | #REF!
| 5550F | 4" Water Main Crossing (BOTOC) | LF | ALL | Water | Enc. BOTOC | x | #REF! | 5550 | 4 | 4 | #REF!
| 5550H | 6" Water Main Crossing (BOTOC) | LF | ALL | Water | Enc. BOTOC | x | #REF! | 5550 | 6 | 6 | #REF!
| 5550J | 8" Water Main Crossing (BOTOC) | LF | ALL | Water | Enc. BOTOC | x | #REF! | 5550 | 8 | 8 | #REF!
| 5550L | 12" Water Main Crossing (BOTOC) | LF | ALL | Water | Enc. BOTOC | x | #REF! | 5550 | 12 | 12 | #REF!
| 5550Q | 16" Water Main Crossing (BOTOC) | LF | ALL | Water | Enc. BOTOC | x | #REF! | 5550 | 16 | 16 | #REF!
| 5550R | 18" Water Main Crossing (BOTOC) | LF | ALL | Water | Enc. BOTOC | x | #REF! | 5550 | 18 | 18 | #REF!
| 5550S | 20" Water Main Crossing (BOTOC) | LF | ALL | Water | Enc. BOTOC | x | #REF! | 5550 | 20 | 20 | #REF!
| 5550V | 24" Water Main Crossing (BOTOC) | LF | ALL | Water | Enc. BOTOC | x | #REF! | 5550 | 24 | 24 | #REF!
| 5550Y | 30" Water Main Crossing (BOTOC) | LF | ALL | Water | Enc. BOTOC | x | #REF! | 5550 | 30 | 30 | #REF!
| 5550AA | 36" Water Main Crossing (BOTOC) | LF | ALL | Water | Enc. BOTOC | x | #REF! | 5550 | 36 | 36 | #REF!
| 5550AC | 42" Water Main Crossing (BOTOC) | LF | ALL | Water | Enc. BOTOC | x | #REF! | 5550 | 42 | 42 | #REF!
| 5550AE | 48" Water Main Crossing (BOTOC) | LF | ALL | Water | Enc. BOTOC | x | #REF! | 5550 | 48 | 48 | #REF!
| 5550AF | 54" Water Main Crossing (BOTOC) | LF | ALL | Water | Enc. BOTOC | x | #REF! | 5550 | 54 | 54 | #REF!
| 5550AG | 60" Water Main Crossing (BOTOC) | LF | ALL | Water | Enc. BOTOC | x | #REF! | 5550 | 60 | 60 | #REF!
| 5550AH | 66" Water Main Crossing (BOTOC) | LF | ALL | Water | Enc. BOTOC | x | #REF! | 5550 | 66 | 66 | #REF!
| 5550AJ | 72" Water Main Crossing (BOTOC) | LF | ALL | Water | Enc. BOTOC | x | #REF! | 5550 | 72 | 72 | #REF!
| 5550AK | 78" Water Main Crossing (BOTOC) | LF | ALL | Water | Enc. BOTOC | x | #REF! | 5550 | 78 | 78 | #REF!
| 5550AL | 84" Water Main Crossing (BOTOC) | LF | ALL | Water | Enc. BOTOC | x | #REF! | 5550 | 84 | 84 | #REF!
| 5550AM | 90" Water Main Crossing (BOTOC) | LF | ALL | Water | Enc. BOTOC | x | #REF! | 5550 | 90 | 90 | #REF!
| 5550AN | 96" Water Main Crossing (BOTOC) | LF | ALL | Water | Enc. BOTOC | x | #REF! | 5550 | 96 | 96 | #REF!
| 5560D | 2" Water Main Crossing (By Open Cut) | LF | ALL | Water | Encasement | x | #REF! | 5560 | 2 | 2 | #REF!
| 5560F | 4" Water Main Crossing (By Open Cut) | LF | ALL | Water | Encasement | x | #REF! | 5560 | 4 | 4 | #REF!
| 5560H | 6" Water Main Crossing (By Open Cut) | LF | ALL | Water | Encasement | x | #REF! | 5560 | 6 | 6 | #REF!
| 5560J | 8" Water Main Crossing (By Open Cut) | LF | ALL | Water | Encasement | x | #REF! | 5560 | 8 | 8 | #REF!
| 5560L | 12" Water Main Crossing (By Open Cut) | LF | ALL | Water | Encasement | x | #REF! | 5560 | 12 | 12 | #REF!
| 5560Q | 16" Water Main Crossing (By Open Cut) | LF | ALL | Water | Encasement | x | #REF! | 5560 | 16 | 16 | #REF!
| 5560R | 18" Water Main Crossing (By Open Cut) | LF | ALL | Water | Encasement | x | #REF! | 5560 | 18 | 18 | #REF!
| 5560S | 20" Water Main Crossing (By Open Cut) | LF | ALL | Water | Encasement | x | #REF! | 5560 | 20 | 20 | #REF!
| 5560V | 24" Water Main Crossing (By Open Cut) | LF | ALL | Water | Encasement | x | #REF! | 5560 | 24 | 24 | #REF!
| 5560Y | 30" Water Main Crossing (By Open Cut) | LF | ALL | Water | Encasement | x | #REF! | 5560 | 30 | 30 | #REF!
| 5560AA | 36" Water Main Crossing (By Open Cut) | LF | ALL | Water | Encasement | x | #REF! | 5560 | 36 | 36 | #REF!
| 5560AC | 42" Water Main Crossing (By Open Cut) | LF | ALL | Water | Encasement | x | #REF! | 5560 | 42 | 42 | #REF!
| 5560AE | 48" Water Main Crossing (By Open Cut) | LF | ALL | Water | Encasement | x | #REF! | 5560 | 48 | 48 | #REF!
| 5560AF | 54" Water Main Crossing (By Open Cut) | LF | ALL | Water | Encasement | x | #REF! | 5560 | 54 | 54 | #REF!
| 5560AG | 60" Water Main Crossing (By Open Cut) | LF | ALL | Water | Encasement | x | #REF! | 5560 | 60 | 60 | #REF!
| 5560AH | 66" Water Main Crossing (By Open Cut) | LF | ALL | Water | Encasement | x | #REF! | 5560 | 66 | 66 | #REF!
| 5560AJ | 72" Water Main Crossing (By Open Cut) | LF | ALL | Water | Encasement | x | #REF! | 5560 | 72 | 72 | #REF!
| 5560AK | 78" Water Main Crossing (By Open Cut) | LF | ALL | Water | Encasement | x | #REF! | 5560 | 78 | 78 | #REF!
| 5560AL | 84" Water Main Crossing (By Open Cut) | LF | ALL | Water | Encasement | x | #REF! | 5560 | 84 | 84 | #REF!
| 5560AM | 90" Water Main Crossing (By Open Cut) | LF | ALL | Water | Encasement | x | #REF! | 5560 | 90 | 90 | #REF!
| 5560AN | 96" Water Main Crossing (By Open Cut) | LF | ALL | Water | Encasement | x | #REF! | 5560 | 96 | 96 | #REF!
| 5570 | Pitot Outlet and Manhole | EA | ALL | Water | Appurtenance | 220 | #REF! | 5570
| 5580Q | 16" Dished Head Plug | EA | ALL | Water | Fitting | x | #REF! | 5580 | 16 | 16 | #REF!
| 5580R | 18" Dished Head Plug | EA | ALL | Water | Fitting | x | #REF! | 5580 | 18 | 18 | #REF!
| 5580S | 20" Dished Head Plug | EA | ALL | Water | Fitting | x | #REF! | 5580 | 20 | 20 | #REF!
| 5580V | 24" Dished Head Plug | EA | ALL | Water | Fitting | x | #REF! | 5580 | 24 | 24 | #REF!
| 5580Y | 30" Dished Head Plug | EA | ALL | Water | Fitting | x | #REF! | 5580 | 30 | 30 | #REF!
| 5580AA | 36" Dished Head Plug | EA | ALL | Water | Fitting | x | #REF! | 5580 | 36 | 36 | #REF!
| 5580AC | 42" Dished Head Plug | EA | ALL | Water | Fitting | x | #REF! | 5580 | 42 | 42 | #REF!
| 5580AE | 48" Dished Head Plug | EA | ALL | Water | Fitting | x | #REF! | 5580 | 48 | 48 | #REF!
| 5580AF | 54" Dished Head Plug | EA | ALL | Water | Fitting | x | #REF! | 5580 | 54 | 54 | #REF!
| 5580AG | 60" Dished Head Plug | EA | ALL | Water | Fitting | x | #REF! | 5580 | 60 | 60 | #REF!
| 5580AH | 66" Dished Head Plug | EA | ALL | Water | Fitting | x | #REF! | 5580 | 66 | 66 | #REF!
| 5580AJ | 72" Dished Head Plug | EA | ALL | Water | Fitting | x | #REF! | 5580 | 72 | 72 | #REF!
| 5580AK | 78" Dished Head Plug | EA | ALL | Water | Fitting | x | #REF! | 5580 | 78 | 78 | #REF!
| 5580AL | 84" Dished Head Plug | EA | ALL | Water | Fitting | x | #REF! | 5580 | 84 | 84 | #REF!
| 5580AM | 90" Dished Head Plug | EA | ALL | Water | Fitting | x | #REF! | 5580 | 90 | 90 | #REF!
| 5580AN | 96" Dished Head Plug | EA | ALL | Water | Fitting | x | #REF! | 5580 | 96 | 96 | #REF!
| 5580AQ | 102" Dished Head Plug | EA | ALL | Water | Fitting | x | #REF! | 5580 | 102 | 102 | #REF!
| 5580AR | 108" Dished Head Plug | EA | ALL | Water | Fitting | x | #REF! | 5580 | 108 | 108 | #REF!
| 5580AS | 114" Dished Head Plug | EA | ALL | Water | Fitting | x | #REF! | 5580 | 114 | 114 | #REF!
| 5580AU | 120" Dished Head Plug | EA | ALL | Water | Fitting | x | #REF! | 5580 | 120 | 120 | #REF!
| 5580AV | 126" Dished Head Plug | EA | ALL | Water | Fitting | x | #REF! | 5580 | 126 | 126 | #REF!
| 5580AW | 132" Dished Head Plug | EA | ALL | Water | Fitting | x | #REF! | 5580 | 132 | 132 | #REF!
| 5580AY | 138" Dished Head Plug | EA | ALL | Water | Fitting | x | #REF! | 5580 | 138 | 138 | #REF!
| 5580AZ | 144" Dished Head Plug | EA | ALL | Water | Fitting | x | #REF! | 5580 | 144 | 144 | #REF!
| 5585Q | 16" Test Fitting | EA | ALL | Water | Fitting | x | #REF! | 5585 | 16 | 16 | #REF!
| 5585R | 18" Test Fitting | EA | ALL | Water | Fitting | x | #REF! | 5585 | 18 | 18 | #REF!
| 5585S | 20" Test Fitting | EA | ALL | Water | Fitting | x | #REF! | 5585 | 20 | 20 | #REF!
| 5585V | 24" Test Fitting | EA | ALL | Water | Fitting | x | #REF! | 5585 | 24 | 24 | #REF!
| 5585Y | 30" Test Fitting | EA | ALL | Water | Fitting | x | #REF! | 5585 | 30 | 30 | #REF!
| 5585AA | 36" Test Fitting | EA | ALL | Water | Fitting | x | #REF! | 5585 | 36 | 36 | #REF!
| 5585AC | 42" Test Fitting | EA | ALL | Water | Fitting | x | #REF! | 5585 | 42 | 42 | #REF!
| 5585AE | 48" Test Fitting | EA | ALL | Water | Fitting | x | #REF! | 5585 | 48 | 48 | #REF!
| 5585AF | 54" Test Fitting | EA | ALL | Water | Fitting | x | #REF! | 5585 | 54 | 54 | #REF!
| 5585AG | 60" Test Fitting | EA | ALL | Water | Fitting | x | #REF! | 5585 | 60 | 60 | #REF!
| 5585AH | 66" Test Fitting | EA | ALL | Water | Fitting | x | #REF! | 5585 | 66 | 66 | #REF!
| 5585AJ | 72" Test Fitting | EA | ALL | Water | Fitting | x | #REF! | 5585 | 72 | 72 | #REF!
| 5585AK | 78" Test Fitting | EA | ALL | Water | Fitting | x | #REF! | 5585 | 78 | 78 | #REF!
| 5585AL | 84" Test Fitting | EA | ALL | Water | Fitting | x | #REF! | 5585 | 84 | 84 | #REF!
| 5585AM | 90" Test Fitting | EA | ALL | Water | Fitting | x | #REF! | 5585 | 90 | 90 | #REF!
| 5585AN | 96" Test Fitting | EA | ALL | Water | Fitting | x | #REF! | 5585 | 96 | 96 | #REF!
| 5585AQ | 102" Test Fitting | EA | ALL | Water | Fitting | x | #REF! | 5585 | 102 | 102 | #REF!
| 5585AR | 108" Test Fitting | EA | ALL | Water | Fitting | x | #REF! | 5585 | 108 | 108 | #REF!
| 5585AS | 114" Test Fitting | EA | ALL | Water | Fitting | x | #REF! | 5585 | 114 | 114 | #REF!
| 5585AU | 120" Test Fitting | EA | ALL | Water | Fitting | x | #REF! | 5585 | 120 | 120 | #REF!
| 5585AV | 126" Test Fitting | EA | ALL | Water | Fitting | x | #REF! | 5585 | 126 | 126 | #REF!
| 5585AW | 132" Test Fitting | EA | ALL | Water | Fitting | x | #REF! | 5585 | 132 | 132 | #REF!
| 5585AY | 138" Test Fitting | EA | ALL | Water | Fitting | x | #REF! | 5585 | 138 | 138 | #REF!
| 5585AZ | 144" Test Fitting | EA | ALL | Water | Fitting | x | #REF! | 5585 | 144 | 144 | #REF!
| 5590Q | 16" Night Cap Plug | EA | ALL | Water | Fitting | x | #REF! | 5590 | 16 | 16 | #REF!
| 5590R | 18" Night Cap Plug | EA | ALL | Water | Fitting | x | #REF! | 5590 | 18 | 18 | #REF!
| 5590S | 20" Night Cap Plug | EA | ALL | Water | Fitting | x | #REF! | 5590 | 20 | 20 | #REF!
| 5590V | 24" Night Cap Plug | EA | ALL | Water | Fitting | x | #REF! | 5590 | 24 | 24 | #REF!
| 5590Y | 30" Night Cap Plug | EA | ALL | Water | Fitting | x | #REF! | 5590 | 30 | 30 | #REF!
| 5590AA | 36" Night Cap Plug | EA | ALL | Water | Fitting | x | #REF! | 5590 | 36 | 36 | #REF!
| 5590AC | 42" Night Cap Plug | EA | ALL | Water | Fitting | x | #REF! | 5590 | 42 | 42 | #REF!
| 5590AE | 48" Night Cap Plug | EA | ALL | Water | Fitting | x | #REF! | 5590 | 48 | 48 | #REF!
| 5590AF | 54" Night Cap Plug | EA | ALL | Water | Fitting | x | #REF! | 5590 | 54 | 54 | #REF!
| 5590AG | 60" Night Cap Plug | EA | ALL | Water | Fitting | x | #REF! | 5590 | 60 | 60 | #REF!
| 5590AH | 66" Night Cap Plug | EA | ALL | Water | Fitting | x | #REF! | 5590 | 66 | 66 | #REF!
| 5590AJ | 72" Night Cap Plug | EA | ALL | Water | Fitting | x | #REF! | 5590 | 72 | 72 | #REF!
| 5590AK | 78" Night Cap Plug | EA | ALL | Water | Fitting | x | #REF! | 5590 | 78 | 78 | #REF!
| 5590AL | 84" Night Cap Plug | EA | ALL | Water | Fitting | x | #REF! | 5590 | 84 | 84 | #REF!
| 5590AM | 90" Night Cap Plug | EA | ALL | Water | Fitting | x | #REF! | 5590 | 90 | 90 | #REF!
| 5590AN | 96" Night Cap Plug | EA | ALL | Water | Fitting | x | #REF! | 5590 | 96 | 96 | #REF!
| 5590AQ | 102" Night Cap Plug | EA | ALL | Water | Fitting | x | #REF! | 5590 | 102 | 102 | #REF!
| 5590AR | 108" Night Cap Plug | EA | ALL | Water | Fitting | x | #REF! | 5590 | 108 | 108 | #REF!
| 5590AS | 114" Night Cap Plug | EA | ALL | Water | Fitting | x | #REF! | 5590 | 114 | 114 | #REF!
| 5590AU | 120" Night Cap Plug | EA | ALL | Water | Fitting | x | #REF! | 5590 | 120 | 120 | #REF!
| 5590AV | 126" Night Cap Plug | EA | ALL | Water | Fitting | x | #REF! | 5590 | 126 | 126 | #REF!
| 5590AW | 132" Night Cap Plug | EA | ALL | Water | Fitting | x | #REF! | 5590 | 132 | 132 | #REF!
| 5590AY | 138" Night Cap Plug | EA | ALL | Water | Fitting | x | #REF! | 5590 | 138 | 138 | #REF!
| 5590AZ | 144" Night Cap Plug | EA | ALL | Water | Fitting | x | #REF! | 5590 | 144 | 144 | #REF!
| 5600 | Cut and Plug Existing Water Main | EA | ALL | Water | Appurtenance | x | #REF! | 5600
| 5600P | Cut and Plug Existing Water Main with Paving | EA | JOINT | Water | Appurtenance | x | #REF! | 5600 |  |  |  | P
| 5610 | Cut and Plug Water Main for Test | EA | ALL | Water | Testing | x | #REF! | 5610
| 5620X | Cut and Plug Mains - Extra Depth (+20') | VF | CITY | Water | Excavation | x | #REF! | 5620 |  |  |  |  | X
| 5650 | Remove & Dispose of Lead Pipe Joint | EA | ALL | Water | Evironmental | x | #REF! | 5650
| 5750B | 1" Flush Point | EA | ALL | Water | Appurtenance | 207 | #REF! | 5750 | 1 | 1 | #REF!
| 5750D | 2" Flush Point | EA | ALL | Water | Appurtenance | 207 | #REF! | 5750 | 2 | 2 | #REF!
| 5755B | Automated 1" Flush Point | EA | ALL | Water | Appurtenance | x | #REF! | 5755 | 1 | 1 | #REF!
| 5755D | Automated 2" Flush Point | EA | ALL | Water | Appurtenance | x | #REF! | 5755 | 2 | 2 | #REF!
| 5761 | Type 1 Air Valve Installation | EA | ALL | Water | Appurtenance | 208 | #REF! | 5761
| 5762D | 2" Type 2 Air Valve Installation | EA | ALL | Water | Appurtenance | 209-211 | 576 | 5762 | 2 | 2 | #REF!
| 5762E | 3" Type 2 Air Valve Installation | EA | ALL | Water | Appurtenance | 209-211 | 576 | 5762 | 3 | 3 | #REF!
| 5762F | 4" Type 2 Air Valve Installation | EA | ALL | Water | Appurtenance | 209-211 | 576 | 5762 | 4 | 4 | #REF!
| 5762H | 6" Type 2 Air Valve Installation | EA | ALL | Water | Appurtenance | 209-211 | 576 | 5762 | 6 | 6 | #REF!
| 5762J | 8" Type 2 Air Valve Installation | EA | ALL | Water | Appurtenance | 209-211 | 576 | 5762 | 8 | 8 | #REF!
| 5762K | 10" Type 2 Air Valve Installation | EA | ALL | Water | Appurtenance | 209-211 | 576 | 5762 | 10 | 10 | #REF!
| 5762L | 12" Type 2 Air Valve Installation | EA | ALL | Water | Appurtenance | 209-211 | 576 | 5762 | 12 | 12 | #REF!
| 5770H | Standard 6" Water Main Lowering | EA | JOINT | Water | Adjustment | 209-211 | #REF! | 5770 | 6 | 6 | #REF!
| 5770J | Standard 8" Water Main Lowering | EA | JOINT | Water | Adjustment | 209-211 | #REF! | 5770 | 8 | 8 | #REF!
| 5770L | Standard 12" Water Main Lowering | EA | JOINT | Water | Adjustment | 225 | #REF! | 5770 | 12 | 12 | #REF!
| 5770Q | Standard 16" Water Main Lowering | EA | JOINT | Water | Adjustment | 225 | #REF! | 5770 | 16 | 16 | #REF!
| 5990H | 6" Wastewater Main (BOTOC) | LF | ALL | Wastewater | Std.BOTOC | 101 | #REF! | 5990 | 6 | 6 | #REF!
| 5990J | 8" Wastewater Main (BOTOC) | LF | ALL | Wastewater | Std.BOTOC | 101 | #REF! | 5990 | 8 | 8 | #REF!
| 5990K | 10" Wastewater Main (BOTOC) | LF | ALL | Wastewater | Std.BOTOC | 101 | #REF! | 5990 | 10 | 10 | #REF!
| 5990L | 12" Wastewater Main (BOTOC) | LF | ALL | Wastewater | Std.BOTOC | 101 | #REF! | 5990 | 12 | 12 | #REF!
| 5990N | 15" Wastewater Main (BOTOC) | LF | ALL | Wastewater | Std.BOTOC | 101 | #REF! | 5990 | 15 | 15 | #REF!
| 5990Q | 16" Wastewater Main (BOTOC) | LF | ALL | Wastewater | Std.BOTOC | 101 | #REF! | 5990 | 16 | 16 | #REF!
| 5990R | 18" Wastewater Main (BOTOC) | LF | ALL | Wastewater | Std.BOTOC | 101 | #REF! | 5990 | 18 | 18 | #REF!
| 5990U | 21" Wastewater Main (BOTOC) | LF | ALL | Wastewater | Std.BOTOC | 101 | #REF! | 5990 | 21 | 21 | #REF!
| 5990V | 24" Wastewater Main (BOTOC) | LF | ALL | Wastewater | Std.BOTOC | 101 | #REF! | 5990 | 24 | 24 | #REF!
| 5990W | 27" Wastewater Main (BOTOC) | LF | ALL | Wastewater | Std.BOTOC | 101 | #REF! | 5990 | 27 | 27 | #REF!
| 5990Y | 30" Wastewater Main (BOTOC) | LF | ALL | Wastewater | Std.BOTOC | 101 | #REF! | 5990 | 30 | 30 | #REF!
| 5990Z | 33" Wastewater Main (BOTOC) | LF | ALL | Wastewater | Std.BOTOC | 101 | #REF! | 5990 | 33 | 33 | #REF!
| 5990AA | 36" Wastewater Main (BOTOC) | LF | ALL | Wastewater | Std.BOTOC | 101 | #REF! | 5990 | 36 | 36 | #REF!
| 5990AB | 39" Wastewater Main (BOTOC) | LF | ALL | Wastewater | Std.BOTOC | 101 | #REF! | 5990 | 39 | 39 | #REF!
| 5990AC | 42" Wastewater Main (BOTOC) | LF | ALL | Wastewater | Std.BOTOC | 101 | #REF! | 5990 | 42 | 42 | #REF!
| 5990AD | 45" Wastewater Main (BOTOC) | LF | ALL | Wastewater | Std.BOTOC | 101 | #REF! | 5990 | 45 | 45 | #REF!
| 5990AE | 48" Wastewater Main (BOTOC) | LF | ALL | Wastewater | Std.BOTOC | 101 | #REF! | 5990 | 48 | 48 | #REF!
| 5990AF | 54" Wastewater Main (BOTOC) | LF | ALL | Wastewater | Std.BOTOC | 101 | #REF! | 5990 | 54 | 54 | #REF!
| 5990AG | 60" Wastewater Main (BOTOC) | LF | ALL | Wastewater | Std.BOTOC | 101 | #REF! | 5990 | 60 | 60 | #REF!
| 5990AH | 66" Wastewater Main (BOTOC) | LF | ALL | Wastewater | Std.BOTOC | 101 | #REF! | 5990 | 66 | 66 | #REF!
| 5990AJ | 72" Wastewater Main (BOTOC) | LF | ALL | Wastewater | Std.BOTOC | 101 | #REF! | 5990 | 72 | 72 | #REF!
| 5990AK | 78" Wastewater Main (BOTOC) | LF | ALL | Wastewater | Std.BOTOC | 101 | #REF! | 5990 | 78 | 78 | #REF!
| 5990AN | 96" Wastewater Main (BOTOC) | LF | ALL | Wastewater | Std.BOTOC | 101 | #REF! | 5990 | 96 | 96 | #REF!
| 5990AQ | 102" Wastewater Main (BOTOC) | LF | ALL | Wastewater | Std.BOTOC | 101 | #REF! | 5990 | 102 | 102 | #REF!
| 5990AU | 120" Wastewater Main (BOTOC) | LF | ALL | Wastewater | Std.BOTOC | 101 | #REF! | 5990 | 120 | 120 | #REF!
| 6000H | 6" Wastewater, Highway Crossing (BOTOC) | LF | ALL | Wastewater | Highway X-ing | 102 | #REF! | 6000 | 6 | 6 | #REF!
| 6000J | 8" Wastewater, Highway Crossing (BOTOC) | LF | ALL | Wastewater | Highway X-ing | 102 | #REF! | 6000 | 8 | 8 | #REF!
| 6000K | 10" Wastewater, Highway Crossing (BOTOC) | LF | ALL | Wastewater | Highway X-ing | 102 | #REF! | 6000 | 10 | 10 | #REF!
| 6000L | 12" Wastewater, Highway Crossing (BOTOC) | LF | ALL | Wastewater | Highway X-ing | 102 | #REF! | 6000 | 12 | 12 | #REF!
| 6000N | 15" Wastewater, Highway Crossing (BOTOC) | LF | ALL | Wastewater | Highway X-ing | 103 | #REF! | 6000 | 15 | 15 | #REF!
| 6000Q | 16" Wastewater, Highway Crossing (BOTOC) | LF | ALL | Wastewater | Highway X-ing | 103 | #REF! | 6000 | 16 | 16 | #REF!
| 6000R | 18" Wastewater, Highway Crossing (BOTOC) | LF | ALL | Wastewater | Highway X-ing | 103 | #REF! | 6000 | 18 | 18 | #REF!
| 6000U | 21" Wastewater, Highway Crossing (BOTOC) | LF | ALL | Wastewater | Highway X-ing | 103 | #REF! | 6000 | 21 | 21 | #REF!
| 6000V | 24" Wastewater, Highway Crossing (BOTOC) | LF | ALL | Wastewater | Highway X-ing | 103 | #REF! | 6000 | 24 | 24 | #REF!
| 6000W | 27" Wastewater, Highway Crossing (BOTOC) | LF | ALL | Wastewater | Highway X-ing | 103 | #REF! | 6000 | 27 | 27 | #REF!
| 6000Y | 30" Wastewater, Highway Crossing (BOTOC) | LF | ALL | Wastewater | Highway X-ing | 103 | #REF! | 6000 | 30 | 30 | #REF!
| 6000Z | 33" Wastewater, Highway Crossing (BOTOC) | LF | ALL | Wastewater | Highway X-ing | 103 | #REF! | 6000 | 33 | 33 | #REF!
| 6000AA | 36" Wastewater, Highway Crossing (BOTOC) | LF | ALL | Wastewater | Highway X-ing | 103 | #REF! | 6000 | 36 | 36 | #REF!
| 6000AB | 39" Wastewater, Highway Crossing (BOTOC) | LF | ALL | Wastewater | Highway X-ing | 103 | #REF! | 6000 | 39 | 39 | #REF!
| 6000AC | 42" Wastewater, Highway Crossing (BOTOC) | LF | ALL | Wastewater | Highway X-ing | 103 | #REF! | 6000 | 42 | 42 | #REF!
| 6000AD | 45" Wastewater, Highway Crossing (BOTOC) | LF | ALL | Wastewater | Highway X-ing | 103 | #REF! | 6000 | 45 | 45 | #REF!
| 6000AE | 48" Wastewater, Highway Crossing (BOTOC) | LF | ALL | Wastewater | Highway X-ing | 103 | #REF! | 6000 | 48 | 48 | #REF!
| 6000AF | 54" Wastewater, Highway Crossing (BOTOC) | LF | ALL | Wastewater | Highway X-ing | 103 | #REF! | 6000 | 54 | 54 | #REF!
| 6000AG | 60" Wastewater, Highway Crossing (BOTOC) | LF | ALL | Wastewater | Highway X-ing | 103 | #REF! | 6000 | 60 | 60 | #REF!
| 6000AH | 66" Wastewater, Highway Crossing (BOTOC) | LF | ALL | Wastewater | Highway X-ing | 103 | #REF! | 6000 | 66 | 66 | #REF!
| 6000AJ | 72" Wastewater, Highway Crossing (BOTOC) | LF | ALL | Wastewater | Highway X-ing | 103 | #REF! | 6000 | 72 | 72 | #REF!
| 6000AK | 78" Wastewater, Highway Crossing (BOTOC) | LF | ALL | Wastewater | Highway X-ing | 103 | #REF! | 6000 | 78 | 78 | #REF!
| 6000AN | 96" Wastewater, Highway Crossing (BOTOC) | LF | ALL | Wastewater | Highway X-ing | 103 | #REF! | 6000 | 96 | 96 | #REF!
| 6000AQ | 102" Wastewater, Highway Crossing (BOTOC) | LF | ALL | Wastewater | Highway X-ing | 103 | #REF! | 6000 | 102 | 102 | #REF!
| 6000AU | 120" Wastewater, Highway Crossing (BOTOC) | LF | ALL | Wastewater | Highway X-ing | 103 | #REF! | 6000 | 120 | 120 | #REF!
| 6010H | 6" Wastewater, Highway Crossing (By Open Cut) | LF | ALL | Wastewater | Highway X-ing | x | #REF! | 6010 | 6 | 6 | #REF!
| 6010J | 8" Wastewater, Highway Crossing (By Open Cut) | LF | ALL | Wastewater | Highway X-ing | x | #REF! | 6010 | 8 | 8 | #REF!
| 6010K | 10" Wastewater, Highway Crossing (By Open Cut) | LF | ALL | Wastewater | Highway X-ing | x | #REF! | 6010 | 10 | 10 | #REF!
| 6010L | 12" Wastewater, Highway Crossing (By Open Cut) | LF | ALL | Wastewater | Highway X-ing | x | #REF! | 6010 | 12 | 12 | #REF!
| 6010N | 15" Wastewater, Highway Crossing (By Open Cut) | LF | ALL | Wastewater | Highway X-ing | x | #REF! | 6010 | 15 | 15 | #REF!
| 6010Q | 16" Wastewater, Highway Crossing (By Open Cut) | LF | ALL | Wastewater | Highway X-ing | x | #REF! | 6010 | 16 | 16 | #REF!
| 6010R | 18" Wastewater, Highway Crossing (By Open Cut) | LF | ALL | Wastewater | Highway X-ing | x | #REF! | 6010 | 18 | 18 | #REF!
| 6010U | 21" Wastewater, Highway Crossing (By Open Cut) | LF | ALL | Wastewater | Highway X-ing | x | #REF! | 6010 | 21 | 21 | #REF!
| 6010S | 20" Wastewater, Highway Crossing (By Open Cut) | LF | ALL | Wastewater | Highway X-ing | x | #REF! | 6010 | 20 | 20 | #REF!
| 6010V | 24" Wastewater, Highway Crossing (By Open Cut) | LF | ALL | Wastewater | Highway X-ing | x | #REF! | 6010 | 24 | 24 | #REF!
| 6010Y | 30" Wastewater, Highway Crossing (By Open Cut) | LF | ALL | Wastewater | Highway X-ing | x | #REF! | 6010 | 30 | 30 | #REF!
| 6010AA | 36" Wastewater, Highway Crossing (By Open Cut) | LF | ALL | Wastewater | Highway X-ing | x | #REF! | 6010 | 36 | 36 | #REF!
| 6010AC | 42" Wastewater, Highway Crossing (By Open Cut) | LF | ALL | Wastewater | Highway X-ing | x | #REF! | 6010 | 42 | 42 | #REF!
| 6010AE | 48" Wastewater, Highway Crossing (By Open Cut) | LF | ALL | Wastewater | Highway X-ing | x | #REF! | 6010 | 48 | 48 | #REF!
| 6010AF | 54" Wastewater, Highway Crossing (By Open Cut) | LF | ALL | Wastewater | Highway X-ing | x | #REF! | 6010 | 54 | 54 | #REF!
| 6010AG | 60" Wastewater, Highway Crossing (By Open Cut) | LF | ALL | Wastewater | Highway X-ing | x | #REF! | 6010 | 60 | 60 | #REF!
| 6010AH | 66" Wastewater, Highway Crossing (By Open Cut) | LF | ALL | Wastewater | Highway X-ing | x | #REF! | 6010 | 66 | 66 | #REF!
| 6010AJ | 72" Wastewater, Highway Crossing (By Open Cut) | LF | ALL | Wastewater | Highway X-ing | x | #REF! | 6010 | 72 | 72 | #REF!
| 6010AK | 78" Wastewater, Highway Crossing (By Open Cut) | LF | ALL | Wastewater | Highway X-ing | x | #REF! | 6010 | 78 | 78 | #REF!
| 6010AL | 84" Wastewater, Highway Crossing (By Open Cut) | LF | ALL | Wastewater | Highway X-ing | x | #REF! | 6010 | 84 | 84 | #REF!
| 6010AM | 90" Wastewater, Highway Crossing (By Open Cut) | LF | ALL | Wastewater | Highway X-ing | x | #REF! | 6010 | 90 | 90 | #REF!
| 6020H | 6" Wastewater, RR Crossing (BOTOC) | LF | ALL | Wastewater | Railway X-ing | x | #REF! | 6020 | 6 | 6 | #REF!
| 6020J | 8" Wastewater, RR Crossing (BOTOC) | LF | ALL | Wastewater | Railway X-ing | x | #REF! | 6020 | 8 | 8 | #REF!
| 6020K | 10" Wastewater, RR Crossing (BOTOC) | LF | ALL | Wastewater | Railway X-ing | x | #REF! | 6020 | 10 | 10 | #REF!
| 6020L | 12" Wastewater, RR Crossing (BOTOC) | LF | ALL | Wastewater | Railway X-ing | x | #REF! | 6020 | 12 | 12 | #REF!
| 6020N | 15" Wastewater, RR Crossing (BOTOC) | LF | ALL | Wastewater | Railway X-ing | x | #REF! | 6020 | 15 | 15 | #REF!
| 6020Q | 16" Wastewater, RR Crossing (BOTOC) | LF | ALL | Wastewater | Railway X-ing | x | #REF! | 6020 | 16 | 16 | #REF!
| 6020R | 18" Wastewater, RR Crossing (BOTOC) | LF | ALL | Wastewater | Railway X-ing | x | #REF! | 6020 | 18 | 18 | #REF!
| 6020U | 21" Wastewater, RR Crossing (BOTOC) | LF | ALL | Wastewater | Railway X-ing | x | #REF! | 6020 | 21 | 21 | #REF!
| 6020V | 24" Wastewater, RR Crossing (BOTOC) | LF | ALL | Wastewater | Railway X-ing | x | #REF! | 6020 | 24 | 24 | #REF!
| 6020W | 27" Wastewater, RR Crossing (BOTOC) | LF | ALL | Wastewater | Railway X-ing | x | #REF! | 6020 | 27 | 27 | #REF!
| 6020Y | 30" Wastewater, RR Crossing (BOTOC) | LF | ALL | Wastewater | Railway X-ing | x | #REF! | 6020 | 30 | 30 | #REF!
| 6020Z | 33" Wastewater, RR Crossing (BOTOC) | LF | ALL | Wastewater | Railway X-ing | x | #REF! | 6020 | 33 | 33 | #REF!
| 6020AA | 36" Wastewater, RR Crossing (BOTOC) | LF | ALL | Wastewater | Railway X-ing | x | #REF! | 6020 | 36 | 36 | #REF!
| 6020AB | 39" Wastewater, RR Crossing (BOTOC) | LF | ALL | Wastewater | Railway X-ing | x | #REF! | 6020 | 39 | 39 | #REF!
| 6020AC | 42" Wastewater, RR Crossing (BOTOC) | LF | ALL | Wastewater | Railway X-ing | x | #REF! | 6020 | 42 | 42 | #REF!
| 6020AD | 45" Wastewater, RR Crossing (BOTOC) | LF | ALL | Wastewater | Railway X-ing | x | #REF! | 6020 | 45 | 45 | #REF!
| 6020AE | 48" Wastewater, RR Crossing (BOTOC) | LF | ALL | Wastewater | Railway X-ing | x | #REF! | 6020 | 48 | 48 | #REF!
| 6020AF | 54" Wastewater, RR Crossing (BOTOC) | LF | ALL | Wastewater | Railway X-ing | x | #REF! | 6020 | 54 | 54 | #REF!
| 6020AG | 60" Wastewater, RR Crossing (BOTOC) | LF | ALL | Wastewater | Railway X-ing | x | #REF! | 6020 | 60 | 60 | #REF!
| 6020AH | 66" Wastewater, RR Crossing (BOTOC) | LF | ALL | Wastewater | Railway X-ing | x | #REF! | 6020 | 66 | 66 | #REF!
| 6020AJ | 72" Wastewater, RR Crossing (BOTOC) | LF | ALL | Wastewater | Railway X-ing | x | #REF! | 6020 | 72 | 72 | #REF!
| 6020AK | 78" Wastewater, RR Crossing (BOTOC) | LF | ALL | Wastewater | Railway X-ing | x | #REF! | 6020 | 78 | 78 | #REF!
| 6030H | 6" Wastewater, RR Crossing (By Open Cut) | LF | ALL | Wastewater | Railway X-ing | x | #REF! | 6030 | 6 | 6 | #REF!
| 6030J | 8" Wastewater, RR Crossing (By Open Cut) | LF | ALL | Wastewater | Railway X-ing | x | #REF! | 6030 | 8 | 8 | #REF!
| 6030K | 10" Wastewater, RR Crossing (By Open Cut) | LF | ALL | Wastewater | Railway X-ing | x | #REF! | 6030 | 10 | 10 | #REF!
| 6030L | 12" Wastewater, RR Crossing (By Open Cut) | LF | ALL | Wastewater | Railway X-ing | x | #REF! | 6030 | 12 | 12 | #REF!
| 6030N | 15" Wastewater, RR Crossing (By Open Cut) | LF | ALL | Wastewater | Railway X-ing | x | #REF! | 6030 | 15 | 15 | #REF!
| 6030Q | 16" Wastewater, RR Crossing (By Open Cut) | LF | ALL | Wastewater | Railway X-ing | x | #REF! | 6030 | 16 | 16 | #REF!
| 6030S | 20" Wastewater, RR Crossing (By Open Cut) | LF | ALL | Wastewater | Railway X-ing | x | #REF! | 6030 | 20 | 20 | #REF!
| 6030V | 24" Wastewater, RR Crossing (By Open Cut) | LF | ALL | Wastewater | Railway X-ing | x | #REF! | 6030 | 24 | 24 | #REF!
| 6030Y | 30" Wastewater, RR Crossing (By Open Cut) | LF | ALL | Wastewater | Railway X-ing | x | #REF! | 6030 | 30 | 30 | #REF!
| 6030AA | 36" Wastewater, RR Crossing (By Open Cut) | LF | ALL | Wastewater | Railway X-ing | x | #REF! | 6030 | 36 | 36 | #REF!
| 6030AC | 42" Wastewater, RR Crossing (By Open Cut) | LF | ALL | Wastewater | Railway X-ing | x | #REF! | 6030 | 42 | 42 | #REF!
| 6030AE | 48" Wastewater, RR Crossing (By Open Cut) | LF | ALL | Wastewater | Railway X-ing | x | #REF! | 6030 | 48 | 48 | #REF!
| 6030AF | 54" Wastewater, RR Crossing (By Open Cut) | LF | ALL | Wastewater | Railway X-ing | x | #REF! | 6030 | 54 | 54 | #REF!
| 6030AG | 60" Wastewater, RR Crossing (By Open Cut) | LF | ALL | Wastewater | Railway X-ing | x | #REF! | 6030 | 60 | 60 | #REF!
| 6030AH | 66" Wastewater, RR Crossing (By Open Cut) | LF | ALL | Wastewater | Railway X-ing | x | #REF! | 6030 | 66 | 66 | #REF!
| 6030AJ | 72" Wastewater, RR Crossing (By Open Cut) | LF | ALL | Wastewater | Railway X-ing | x | #REF! | 6030 | 72 | 72 | #REF!
| 6030AK | 78" Wastewater, RR Crossing (By Open Cut) | LF | ALL | Wastewater | Railway X-ing | x | #REF! | 6030 | 78 | 78 | #REF!
| 6030AL | 84" Wastewater, RR Crossing (By Open Cut) | LF | ALL | Wastewater | Railway X-ing | x | #REF! | 6030 | 84 | 84 | #REF!
| 6030AM | 90" Wastewater, RR Crossing (By Open Cut) | LF | ALL | Wastewater | Railway X-ing | x | #REF! | 6030 | 90 | 90 | #REF!
| 6030AQ | 102" Wastewater, RR Crossing (By Open Cut) | LF | ALL | Wastewater | Railway X-ing | x | #REF! | 6030 | 102 | 102 | #REF!
| 6040H | 6" Wastewater Main Crossing (BOTOC) | LF | ALL | Wastewater | Enc. BOTOC | x | #REF! | 6040 | 6 | 6 | #REF!
| 6040J | 8" Wastewater Main Crossing (BOTOC) | LF | ALL | Wastewater | Enc. BOTOC | x | #REF! | 6040 | 8 | 8 | #REF!
| 6040K | 10" Wastewater Main Crossing (BOTOC) | LF | ALL | Wastewater | Enc. BOTOC | x | #REF! | 6040 | 10 | 10 | #REF!
| 6040L | 12" Wastewater Main Crossing (BOTOC) | LF | ALL | Wastewater | Enc. BOTOC | x | #REF! | 6040 | 12 | 12 | #REF!
| 6040N | 15" Wastewater Main Crossing (BOTOC) | LF | ALL | Wastewater | Enc. BOTOC | x | #REF! | 6040 | 15 | 15 | #REF!
| 6040Q | 16" Wastewater Main Crossing (BOTOC) | LF | ALL | Wastewater | Enc. BOTOC | x | #REF! | 6040 | 16 | 16 | #REF!
| 6040R | 18" Wastewater Main Crossing (BOTOC) | LF | ALL | Wastewater | Enc. BOTOC | x | #REF! | 6040 | 18 | 18 | #REF!
| 6040U | 21" Wastewater Main Crossing (BOTOC) | LF | ALL | Wastewater | Enc. BOTOC | x | #REF! | 6040 | 21 | 21 | #REF!
| 6040V | 24" Wastewater Main Crossing (BOTOC) | LF | ALL | Wastewater | Enc. BOTOC | x | #REF! | 6040 | 24 | 24 | #REF!
| 6040W | 27" Wastewater Main Crossing (BOTOC) | LF | ALL | Wastewater | Enc. BOTOC | x | #REF! | 6040 | 27 | 27 | #REF!
| 6040Y | 30" Wastewater Main Crossing (BOTOC) | LF | ALL | Wastewater | Enc. BOTOC | x | #REF! | 6040 | 30 | 30 | #REF!
| 6040Z | 33" Wastewater Main Crossing (BOTOC) | LF | ALL | Wastewater | Enc. BOTOC | x | #REF! | 6040 | 33 | 33 | #REF!
| 6040AA | 36" Wastewater Main Crossing (BOTOC) | LF | ALL | Wastewater | Enc. BOTOC | x | #REF! | 6040 | 36 | 36 | #REF!
| 6040AB | 39" Wastewater Main Crossing (BOTOC) | LF | ALL | Wastewater | Enc. BOTOC | x | #REF! | 6040 | 39 | 39 | #REF!
| 6040AC | 42" Wastewater Main Crossing (BOTOC) | LF | ALL | Wastewater | Enc. BOTOC | x | #REF! | 6040 | 42 | 42 | #REF!
| 6040AD | 45" Wastewater Main Crossing (BOTOC) | LF | ALL | Wastewater | Enc. BOTOC | x | #REF! | 6040 | 45 | 45 | #REF!
| 6040AE | 48" Wastewater Main Crossing (BOTOC) | LF | ALL | Wastewater | Enc. BOTOC | x | #REF! | 6040 | 48 | 48 | #REF!
| 6040AF | 54" Wastewater Main Crossing (BOTOC) | LF | ALL | Wastewater | Enc. BOTOC | x | #REF! | 6040 | 54 | 54 | #REF!
| 6040AG | 60" Wastewater Main Crossing (BOTOC) | LF | ALL | Wastewater | Enc. BOTOC | x | #REF! | 6040 | 60 | 60 | #REF!
| 6040AH | 66" Wastewater Main Crossing (BOTOC) | LF | ALL | Wastewater | Enc. BOTOC | x | #REF! | 6040 | 66 | 66 | #REF!
| 6040AJ | 72" Wastewater Main Crossing (BOTOC) | LF | ALL | Wastewater | Enc. BOTOC | x | #REF! | 6040 | 72 | 72 | #REF!
| 6040AK | 78" Wastewater Main Crossing (BOTOC) | LF | ALL | Wastewater | Enc. BOTOC | x | #REF! | 6040 | 78 | 78 | #REF!
| 6040AL | 84" Wastewater Main Crossing (BOTOC) | LF | ALL | Wastewater | Enc. BOTOC | x | #REF! | 6040 | 84 | 84 | #REF!
| 6040AN | 96" Wastewater Main Crossing (BOTOC) | LF | ALL | Wastewater | Enc. BOTOC | x | #REF! | 6040 | 96 | 96 | #REF!
| 6040AQ | 102" Wastewater Main Crossing (BOTOC) | LF | ALL | Wastewater | Enc. BOTOC | x | #REF! | 6040 | 102 | 102 | #REF!
| 6040AU | 120" Wastewater Main Crossing (BOTOC) | LF | ALL | Wastewater | Enc. BOTOC | x | #REF! | 6040 | 120 | 120 | #REF!
| 6050H | 6" Wastewater Main Crossing (By Open Cut) | LF | ALL | Wastewater | Encasement | x | #REF! | 6050 | 6 | 6 | #REF!
| 6050J | 8" Wastewater Main Crossing (By Open Cut) | LF | ALL | Wastewater | Encasement | x | #REF! | 6050 | 8 | 8 | #REF!
| 6050K | 10" Wastewater Main Crossing (By Open Cut) | LF | ALL | Wastewater | Encasement | x | #REF! | 6050 | 10 | 10 | #REF!
| 6050L | 12" Wastewater Main Crossing (By Open Cut) | LF | ALL | Wastewater | Encasement | x | #REF! | 6050 | 12 | 12 | #REF!
| 6050N | 15" Wastewater Main Crossing (By Open Cut) | LF | ALL | Wastewater | Encasement | x | #REF! | 6050 | 15 | 15 | #REF!
| 6050Q | 16" Wastewater Main Crossing (By Open Cut) | LF | ALL | Wastewater | Encasement | x | #REF! | 6050 | 16 | 16 | #REF!
| 6050R | 18" Wastewater Main Crossing (By Open Cut) | LF | ALL | Wastewater | Encasement | x | #REF! | 6050 | 18 | 18 | #REF!
| 6050U | 21" Wastewater Main Crossing (By Open Cut) | LF | ALL | Wastewater | Encasement | x | #REF! | 6050 | 21 | 21 | #REF!
| 6050V | 24" Wastewater Main Crossing (By Open Cut) | LF | ALL | Wastewater | Encasement | x | #REF! | 6050 | 24 | 24 | #REF!
| 6050W | 27" Wastewater Main Crossing (By Open Cut) | LF | ALL | Wastewater | Encasement | x | #REF! | 6050 | 27 | 27 | #REF!
| 6050Y | 30" Wastewater Main Crossing (By Open Cut) | LF | ALL | Wastewater | Encasement | x | #REF! | 6050 | 30 | 30 | #REF!
| 6050Z | 33" Wastewater Main Crossing (By Open Cut) | LF | ALL | Wastewater | Encasement | x | #REF! | 6050 | 33 | 33 | #REF!
| 6050AA | 36" Wastewater Main Crossing (By Open Cut) | LF | ALL | Wastewater | Encasement | x | #REF! | 6050 | 36 | 36 | #REF!
| 6050AB | 39" Wastewater Main Crossing (By Open Cut) | LF | ALL | Wastewater | Encasement | x | #REF! | 6050 | 39 | 39 | #REF!
| 6050AC | 42" Wastewater Main Crossing (By Open Cut) | LF | ALL | Wastewater | Encasement | x | #REF! | 6050 | 42 | 42 | #REF!
| 6050AD | 45" Wastewater Main Crossing (By Open Cut) | LF | ALL | Wastewater | Encasement | x | #REF! | 6050 | 45 | 45 | #REF!
| 6050AE | 48" Wastewater Main Crossing (By Open Cut) | LF | ALL | Wastewater | Encasement | x | #REF! | 6050 | 48 | 48 | #REF!
| 6050AF | 54" Wastewater Main Crossing (By Open Cut) | LF | ALL | Wastewater | Encasement | x | #REF! | 6050 | 54 | 54 | #REF!
| 6050AG | 60" Wastewater Main Crossing (By Open Cut) | LF | ALL | Wastewater | Encasement | x | #REF! | 6050 | 60 | 60 | #REF!
| 6050AH | 66" Wastewater Main Crossing (By Open Cut) | LF | ALL | Wastewater | Encasement | x | #REF! | 6050 | 66 | 66 | #REF!
| 6050AJ | 72" Wastewater Main Crossing (By Open Cut) | LF | ALL | Wastewater | Encasement | x | #REF! | 6050 | 72 | 72 | #REF!
| 6050AK | 78" Wastewater Main Crossing (By Open Cut) | LF | ALL | Wastewater | Encasement | x | #REF! | 6050 | 78 | 78 | #REF!
| 6050AN | 96" Wastewater Main Crossing (By Open Cut) | LF | ALL | Wastewater | Encasement | x | #REF! | 6050 | 96 | 96 | #REF!
| 6050AQ | 102" Wastewater Main Crossing (By Open Cut) | LF | ALL | Wastewater | Encasement | x | #REF! | 6050 | 102 | 102 | #REF!
| 6050AU | 120" Wastewater Main Crossing (By Open Cut) | LF | ALL | Wastewater | Encasement | x | #REF! | 6050 | 120 | 120 | #REF!
| 6060 | Wastewater Lateral | EA | ALL | Wastewater | Appurtenance | 319 | #REF! | 6060
| 6065X | Wastewater Lateral - Extra Depth (+20') | LF | CITY | Wastewater | Excavation | x | #REF! | 6065 |  |  |  |  | X
| 6070 | External Wastewater Lateral Connection | EA | ALL | Wastewater | Appurtenance | x | #REF! | 6070
| 6075 | Internal Wastewater Lateral Connection | EA | ALL | Wastewater | Appurtenance | x | #REF! | 6075
| 6080 | Standard Mainline Cleanout | EA | CITY | Wastewater | Appurtenance | 317 | #REF! | 6080
| 6080P | Standard Mainline Cleanout with Paving | EA | JOINT | Wastewater | Appurtenance | 317 | #REF! | 6080 |  |  |  | P
| 6090 | Adjust Existing Wastewater Lateral | EA | JOINT | Wastewater | Adjustment | 406 | #REF! | 6090
| 6100 | Wastewater Access Device | EA | CITY | Wastewater | Appurtenance | x | #REF! | 6100
| 6100P | Wastewater Access Device with Paving | EA | JOINT | Wastewater | Appurtenance | x | #REF! | 6100 |  |  |  | P
| 6110AE | 48" Drop Manhole | EA | CITY | Wastewater | Appurtenance | 307, 308 | #REF! | 6110 | 48 | 48 | #REF!
| 6110AEP | 48" Drop Manhole with Paving | EA | JOINT | Wastewater | Appurtenance | 307, 308 | #REF! | 6110 | 48 | 48 | #REF! | P
| 6110AG | 60" Drop Manhole | EA | CITY | Wastewater | Appurtenance | 307, 308 | #REF! | 6110 | 60 | 60 | #REF!
| 6110AGP | 60" Drop Manhole with Paving | EA | JOINT | Wastewater | Appurtenance | 307, 308 | #REF! | 6110 | 60 | 60 | #REF! | P
| 6110AJ | 72" Drop Manhole | EA | CITY | Wastewater | Appurtenance | 307, 308 | #REF! | 6110 | 72 | 72 | #REF!
| 6110AJP | 72" Drop Manhole with Paving | EA | JOINT | Wastewater | Appurtenance | 307, 308 | #REF! | 6110 | 72 | 72 | #REF! | P
| 6110AL | 84" Drop Manhole | EA | CITY | Wastewater | Appurtenance | 307, 308 | #REF! | 6110 | 84 | 84 | #REF!
| 6110ALP | 84" Drop Manhole with Paving | EA | JOINT | Wastewater | Appurtenance | 307, 308 | #REF! | 6110 | 84 | 84 | #REF! | P
| 6110AN | 96" Drop Manhole | EA | CITY | Wastewater | Appurtenance | 307, 308 | #REF! | 6110 | 96 | 96 | #REF!
| 6110ANP | 96" Drop Manhole with Paving | EA | JOINT | Wastewater | Appurtenance | 307, 308 | #REF! | 6110 | 96 | 96 | #REF! | P
| 6111AEX | 48" Drop Manhole - Extra Depth (+20') | EA | CITY | Wastewater | Appurtenance | 307, 308 | #REF! | 6111 | 48 | 48 | #REF! |  | X
| 6111AEPX | 48" Drop Manhole with Paving - Extra Depth (+20') | EA | JOINT | Wastewater | Appurtenance | 307, 308 | #REF! | 6111 | 48 | 48 | #REF! | P | X
| 6111AGX | 60" Drop Manhole - Extra Depth (+20') | EA | CITY | Wastewater | Appurtenance | 307, 308 | #REF! | 6111 | 60 | 60 | #REF! |  | X
| 6111AGPX | 60" Drop Manhole with Paving - Extra Depth (+20') | EA | JOINT | Wastewater | Appurtenance | 307, 308 | #REF! | 6111 | 60 | 60 | #REF! | P | X
| 6111AJX | 72" Drop Manhole - Extra Depth (+20') | EA | CITY | Wastewater | Appurtenance | 307, 308 | #REF! | 6111 | 72 | 72 | #REF! |  | X
| 6111AJPX | 72" Drop Manhole with Paving - Extra Depth (+20') | EA | JOINT | Wastewater | Appurtenance | 307, 308 | #REF! | 6111 | 72 | 72 | #REF! | P | X
| 6111ALX | 84" Drop Manhole - Extra Depth (+20') | EA | CITY | Wastewater | Appurtenance | 307, 308 | #REF! | 6111 | 84 | 84 | #REF! |  | X
| 6111ALPX | 84" Drop Manhole with Paving - Extra Depth (+20') | EA | JOINT | Wastewater | Appurtenance | 307, 308 | #REF! | 6111 | 84 | 84 | #REF! | P | X
| 6111ANX | 96" Drop Manhole - Extra Depth (+20') | EA | CITY | Wastewater | Appurtenance | 307, 308 | #REF! | 6111 | 96 | 96 | #REF! |  | X
| 6111ANPX | 96" Drop Manhole with Paving - Extra Depth (+20') | EA | JOINT | Wastewater | Appurtenance | 307, 308 | #REF! | 6111 | 96 | 96 | #REF! | P | X
| 6120AE | 48" Type "S" Manhole | EA | CITY | Wastewater | Appurtenance | x | #REF! | 6120 | 48 | 48 | #REF!
| 6120AEP | 48" Type "S" Manhole with Paving | EA | JOINT | Wastewater | Appurtenance | x | #REF! | 6120 | 48 | 48 | #REF! | P
| 6120AG | 60" Type "S" Manhole | EA | CITY | Wastewater | Appurtenance | x | #REF! | 6120 | 60 | 60 | #REF!
| 6120AGP | 60" Type "S" Manhole with Paving | EA | JOINT | Wastewater | Appurtenance | x | #REF! | 6120 | 60 | 60 | #REF! | P
| 6120AJ | 72" Type "S" Manhole | EA | CITY | Wastewater | Appurtenance | x | #REF! | 6120 | 72 | 72 | #REF!
| 6120AJP | 72" Type "S" Manhole with Paving | EA | JOINT | Wastewater | Appurtenance | x | #REF! | 6120 | 72 | 72 | #REF! | P
| 6120AL | 84" Type "S" Manhole | EA | CITY | Wastewater | Appurtenance | x | #REF! | 6120 | 84 | 84 | #REF!
| 6120ALP | 84" Type "S" Manhole with Paving | EA | JOINT | Wastewater | Appurtenance | x | #REF! | 6120 | 84 | 84 | #REF! | P
| 6120AN | 96" Type "S" Manhole | EA | CITY | Wastewater | Appurtenance | x | #REF! | 6120 | 96 | 96 | #REF!
| 6120ANP | 96" Type "S" Manhole with Paving | EA | JOINT | Wastewater | Appurtenance | x | #REF! | 6120 | 96 | 96 | #REF! | P
| 6121AEX | 48" Type "S" Manhole - Extra Depth (+20') | EA | CITY | Wastewater | Appurtenance | x | #REF! | 6121 | 48 | 48 | #REF! |  | X
| 6121AEPX | 48" Type "S" Manhole with Paving - Extra Depth (+20') | EA | JOINT | Wastewater | Appurtenance | x | #REF! | 6121 | 48 | 48 | #REF! | P | X
| 6121AGX | 60" Type "S" Manhole - Extra Depth (+20') | EA | CITY | Wastewater | Appurtenance | x | #REF! | 6121 | 60 | 60 | #REF! |  | X
| 6121AGPX | 60" Type "S" Manhole with Paving - Extra Depth (+20') | EA | JOINT | Wastewater | Appurtenance | x | #REF! | 6121 | 60 | 60 | #REF! | P | X
| 6121AJX | 72" Type "S" Manhole - Extra Depth (+20') | EA | CITY | Wastewater | Appurtenance | x | #REF! | 6121 | 72 | 72 | #REF! |  | X
| 6121AJPX | 72" Type "S" Manhole with Paving - Extra Depth (+20') | EA | JOINT | Wastewater | Appurtenance | x | #REF! | 6121 | 72 | 72 | #REF! | P | X
| 6121ALX | 84" Type "S" Manhole - Extra Depth (+20') | EA | CITY | Wastewater | Appurtenance | x | #REF! | 6121 | 84 | 84 | #REF! |  | X
| 6121ALPX | 84" Type "S" Manhole with Paving - Extra Depth (+20') | EA | JOINT | Wastewater | Appurtenance | x | #REF! | 6121 | 84 | 84 | #REF! | P | X
| 6121ANX | 96" Type "S" Manhole - Extra Depth (+20') | EA | CITY | Wastewater | Appurtenance | x | #REF! | 6121 | 96 | 96 | #REF! |  | X
| 6121ANPX | 96" Type "S" Manhole with Paving - Extra Depth (+20') | EA | JOINT | Wastewater | Appurtenance | x | #REF! | 6121 | 96 | 96 | #REF! | P | X
| 6125AE | 48" Type "S" Drop Manhole | EA | CITY | Wastewater | Appurtenance | 307, 308 | #REF! | 6125 | 48 | 48 | #REF!
| 6125AEP | 48" Type "S" Drop Manhole with Paving | EA | JOINT | Wastewater | Appurtenance | 307, 308 | #REF! | 6125 | 48 | 48 | #REF! | P
| 6125AG | 60" Type "S" Drop Manhole | EA | CITY | Wastewater | Appurtenance | 307, 308 | #REF! | 6125 | 60 | 60 | #REF!
| 6125AGP | 60" Type "S" Drop Manhole with Paving | EA | JOINT | Wastewater | Appurtenance | 307, 308 | #REF! | 6125 | 60 | 60 | #REF! | P
| 6125AJ | 72" Type "S" Drop Manhole | EA | CITY | Wastewater | Appurtenance | 307, 308 | #REF! | 6125 | 72 | 72 | #REF!
| 6125AJP | 72" Type "S" Drop Manhole with Paving | EA | JOINT | Wastewater | Appurtenance | 307, 308 | #REF! | 6125 | 72 | 72 | #REF! | P
| 6125AL | 84" Type "S" Drop Manhole | EA | CITY | Wastewater | Appurtenance | 307, 308 | #REF! | 6125 | 84 | 84 | #REF!
| 6125ALP | 84" Type "S" Drop Manhole with Paving | EA | JOINT | Wastewater | Appurtenance | 307, 308 | #REF! | 6125 | 84 | 84 | #REF! | P
| 6125AN | 96" Type "S" Drop Manhole | EA | CITY | Wastewater | Appurtenance | 307, 308 | #REF! | 6125 | 96 | 96 | #REF!
| 6125ANP | 96" Type "S" Drop Manhole with Paving | EA | JOINT | Wastewater | Appurtenance | 307, 308 | #REF! | 6125 | 96 | 96 | #REF! | P
| 6126AEX | 48" Type "S" Drop Manhole - Extra Depth (+20') | EA | CITY | Wastewater | Appurtenance | 307, 308 | #REF! | 6126 | 48 | 48 | #REF! |  | X
| 6126AEPX | 48" Type "S" Drop Manhole with Paving - Extra Depth (+20') | EA | JOINT | Wastewater | Appurtenance | 307, 308 | #REF! | 6126 | 48 | 48 | #REF! | P | X
| 6126AGX | 60" Type "S" Drop Manhole - Extra Depth (+20') | EA | CITY | Wastewater | Appurtenance | 307, 308 | #REF! | 6126 | 60 | 60 | #REF! |  | X
| 6126AGPX | 60" Type "S" Drop Manhole with Paving - Extra Depth (+20') | EA | JOINT | Wastewater | Appurtenance | 307, 308 | #REF! | 6126 | 60 | 60 | #REF! | P | X
| 6126AJX | 72" Type "S" Drop Manhole - Extra Depth (+20') | EA | CITY | Wastewater | Appurtenance | 307, 308 | #REF! | 6126 | 72 | 72 | #REF! |  | X
| 6126AJPX | 72" Type "S" Drop Manhole with Paving - Extra Depth (+20') | EA | JOINT | Wastewater | Appurtenance | 307, 308 | #REF! | 6126 | 72 | 72 | #REF! | P | X
| 6126ALX | 84" Type "S" Drop Manhole - Extra Depth (+20') | EA | CITY | Wastewater | Appurtenance | 307, 308 | #REF! | 6126 | 84 | 84 | #REF! |  | X
| 6126ALPX | 84" Type "S" Drop Manhole with Paving - Extra Depth (+20') | EA | JOINT | Wastewater | Appurtenance | 307, 308 | #REF! | 6126 | 84 | 84 | #REF! | P | X
| 6126ANX | 96" Type "S" Drop Manhole - Extra Depth (+20') | EA | CITY | Wastewater | Appurtenance | 307, 308 | #REF! | 6126 | 96 | 96 | #REF! |  | X
| 6126ANPX | 96" Type "S" Drop Manhole with Paving - Extra Depth (+20') | EA | JOINT | Wastewater | Appurtenance | 307, 308 | #REF! | 6126 | 96 | 96 | #REF! | P | X
| 6130AE | 48" Wastewater Manhole | EA | CITY | Wastewater | Appurtenance | 301, 302 | #REF! | 6130 | 48 | 48 | #REF!
| 6130AEP | 48" Wastewater Manhole with Paving | EA | JOINT | Wastewater | Appurtenance | 301, 302 | #REF! | 6130 | 48 | 48 | #REF! | P
| 6130AG | 60" Wastewater Manhole | EA | CITY | Wastewater | Appurtenance | 301, 302 | #REF! | 6130 | 60 | 60 | #REF!
| 6130AGP | 60" Wastewater Manhole with Paving | EA | JOINT | Wastewater | Appurtenance | 301, 302 | #REF! | 6130 | 60 | 60 | #REF! | P
| 6130AJ | 72" Wastewater Manhole | EA | CITY | Wastewater | Appurtenance | 301, 302 | #REF! | 6130 | 72 | 72 | #REF!
| 6130AJP | 72" Wastewater Manhole with Paving | EA | JOINT | Wastewater | Appurtenance | 301, 302 | #REF! | 6130 | 72 | 72 | #REF! | P
| 6130AL | 84" Wastewater Manhole | EA | CITY | Wastewater | Appurtenance | 301, 302 | #REF! | 6130 | 84 | 84 | #REF!
| 6130ALP | 84" Wastewater Manhole with Paving | EA | JOINT | Wastewater | Appurtenance | 301, 302 | #REF! | 6130 | 84 | 84 | #REF! | P
| 6130AN | 96" Wastewater Manhole | EA | CITY | Wastewater | Appurtenance | 301, 302 | #REF! | 6130 | 96 | 96 | #REF!
| 6130ANP | 96" Wastewater Manhole with Paving | EA | JOINT | Wastewater | Appurtenance | 301, 302 | #REF! | 6130 | 96 | 96 | #REF! | P
| 6131AEX | 48" Wastewater Manhole - Extra Depth (+20') | EA | CITY | Wastewater | Appurtenance | 301, 302 | #REF! | 6131 | 48 | 48 | #REF! |  | X
| 6131AEPX | 48" Wastewater Manhole with Paving - Extra Depth (+20') | EA | JOINT | Wastewater | Appurtenance | 301, 302 | #REF! | 6131 | 48 | 48 | #REF! | P | X
| 6131AGX | 60" Wastewater Manhole - Extra Depth (+20') | EA | CITY | Wastewater | Appurtenance | 301, 302 | #REF! | 6131 | 60 | 60 | #REF! |  | X
| 6131AGPX | 60" Wastewater Manhole with Paving - Extra Depth (+20') | EA | JOINT | Wastewater | Appurtenance | 301, 302 | #REF! | 6131 | 60 | 60 | #REF! | P | X
| 6131AJX | 72" Wastewater Manhole - Extra Depth (+20') | EA | CITY | Wastewater | Appurtenance | 301, 302 | #REF! | 6131 | 72 | 72 | #REF! |  | X
| 6131AJPX | 72" Wastewater Manhole with Paving - Extra Depth (+20') | EA | JOINT | Wastewater | Appurtenance | 301, 302 | #REF! | 6131 | 72 | 72 | #REF! | P | X
| 6131ALX | 84" Wastewater Manhole - Extra Depth (+20') | EA | CITY | Wastewater | Appurtenance | 301, 302 | #REF! | 6131 | 84 | 84 | #REF! |  | X
| 6131ALPX | 84" Wastewater Manhole with Paving - Extra Depth (+20') | EA | JOINT | Wastewater | Appurtenance | 301, 302 | #REF! | 6131 | 84 | 84 | #REF! | P | X
| 6131ANX | 96" Wastewater Manhole - Extra Depth (+20') | EA | CITY | Wastewater | Appurtenance | 301, 302 | #REF! | 6131 | 96 | 96 | #REF! |  | X
| 6131ANPX | 96" Wastewater Manhole with Paving - Extra Depth (+20') | EA | JOINT | Wastewater | Appurtenance | 301, 302 | #REF! | 6131 | 96 | 96 | #REF! | P | X
| 6140 | Abandon Existing Manhole | EA | ALL | Wastewater | Appurtenance | 316 | #REF! | 6140
| 6141 | Vacuum Test for Wastewater Manhole | EA | ALL | Wastewater | Appurtenance | x | #REF! | 6141
| 6142 | Drop Connection to Existing Manhole | EA | ALL | Wastewater | Appurtenance | 307, 308 | #REF! | 6142
| 6143 | Abandon Existing Structural Manhole | EA | CITY | Wastewater | Appurtenance | 316 | #REF! | 6143
| 6150AE | 48" Manhole Rehabilitation | EA | ALL | Wastewater | Rehabilitation | x | #REF! | 6150 | 48 | 48 | #REF!
| 6150AF | 54" Manhole Rehabilitation | EA | ALL | Wastewater | Rehabilitation | x | #REF! | 6150 | 54 | 54 | #REF!
| 6150AG | 60" Manhole Rehabilitation | EA | ALL | Wastewater | Rehabilitation | x | #REF! | 6150 | 60 | 60 | #REF!
| 6150AJ | 72" Manhole Rehabilitation | EA | ALL | Wastewater | Rehabilitation | x | #REF! | 6150 | 72 | 72 | #REF!
| 6151AEX | 48" Manhole Rehabilitation - Extra Depth (+20') | EA | ALL | Wastewater | Rehabilitation | x | #REF! | 6151 | 48 | 48 | #REF! |  | X
| 6151AFX | 54" Manhole Rehabilitation - Extra Depth (+20') | EA | ALL | Wastewater | Rehabilitation | x | #REF! | 6151 | 54 | 54 | #REF! |  | X
| 6151AGX | 60" Manhole Rehabilitation - Extra Depth (+20') | EA | ALL | Wastewater | Rehabilitation | x | #REF! | 6151 | 60 | 60 | #REF! |  | X
| 6151AJX | 72" Manhole Rehabilitation - Extra Depth (+20') | EA | ALL | Wastewater | Rehabilitation | x | #REF! | 6151 | 72 | 72 | #REF! |  | X
| 6155AE | 48" Drop Manhole Rehabilitation | EA | ALL | Wastewater | Rehabilitation | x | #REF! | 6155 | 48 | 48 | #REF!
| 6155AF | 54" Drop Manhole Rehabilitation | EA | ALL | Wastewater | Rehabilitation | x | #REF! | 6155 | 54 | 54 | #REF!
| 6155AG | 60" Drop Manhole Rehabilitation | EA | ALL | Wastewater | Rehabilitation | x | #REF! | 6155 | 60 | 60 | #REF!
| 6155AJ | 72" Drop Manhole Rehabilitation | EA | ALL | Wastewater | Rehabilitation | x | #REF! | 6155 | 72 | 72 | #REF!
| 6156AEX | 48" Drop Manhole Rehabilitation - Extra Depth (+20') | EA | ALL | Wastewater | Rehabilitation | x | #REF! | 6156 | 48 | 48 | #REF! |  | X
| 6156AFX | 54" Drop Manhole Rehabilitation - Extra Depth (+20') | EA | ALL | Wastewater | Rehabilitation | x | #REF! | 6156 | 54 | 54 | #REF! |  | X
| 6156AGX | 60" Drop Manhole Rehabilitation - Extra Depth (+20') | EA | ALL | Wastewater | Rehabilitation | x | #REF! | 6156 | 60 | 60 | #REF! |  | X
| 6156AJX | 72" Drop Manhole Rehabilitation - Extra Depth (+20') | EA | ALL | Wastewater | Rehabilitation | x | #REF! | 6156 | 72 | 72 | #REF! |  | X
| 6160AE | 48" Special Manhole | EA | CITY | Wastewater | Appurtenance | x | #REF! | 6160 | 48 | 48 | #REF!
| 6160AEP | 48" Special Manhole with Paving | EA | JOINT | Wastewater | Appurtenance | x | #REF! | 6160 | 48 | 48 | #REF! | P
| 6160AG | 60" Special Manhole | EA | CITY | Wastewater | Appurtenance | x | #REF! | 6160 | 60 | 60 | #REF!
| 6160AGP | 60" Special Manhole with Paving | EA | JOINT | Wastewater | Appurtenance | x | #REF! | 6160 | 60 | 60 | #REF! | P
| 6160AJ | 72" Special Manhole | EA | CITY | Wastewater | Appurtenance | x | #REF! | 6160 | 72 | 72 | #REF!
| 6160AJP | 72" Special Manhole with Paving | EA | JOINT | Wastewater | Appurtenance | x | #REF! | 6160 | 72 | 72 | #REF! | P
| 6160AL | 84" Special Manhole | EA | CITY | Wastewater | Appurtenance | x | #REF! | 6160 | 84 | 84 | #REF!
| 6160ALP | 84" Special Manhole with Paving | EA | JOINT | Wastewater | Appurtenance | x | #REF! | 6160 | 84 | 84 | #REF! | P
| 6160AN | 96" Special Manhole | EA | CITY | Wastewater | Appurtenance | x | #REF! | 6160 | 96 | 96 | #REF!
| 6160ANP | 96" Special Manhole with Paving | EA | JOINT | Wastewater | Appurtenance | x | #REF! | 6160 | 96 | 96 | #REF! | P
| 6161AEX | 48" Special Manhole - Extra Depth (+20') | EA | CITY | Wastewater | Appurtenance | x | #REF! | 6161 | 48 | 48 | #REF! |  | X
| 6161AEPX | 48" Special Manhole with Paving - Extra Depth (+20') | EA | JOINT | Wastewater | Appurtenance | x | #REF! | 6161 | 48 | 48 | #REF! | P | X
| 6161AGX | 60" Special Manhole - Extra Depth (+20') | EA | CITY | Wastewater | Appurtenance | x | #REF! | 6161 | 60 | 60 | #REF! |  | X
| 6161AGPX | 60" Special Manhole with Paving - Extra Depth (+20') | EA | JOINT | Wastewater | Appurtenance | x | #REF! | 6161 | 60 | 60 | #REF! | P | X
| 6161AJX | 72" Special Manhole - Extra Depth (+20') | EA | CITY | Wastewater | Appurtenance | x | #REF! | 6161 | 72 | 72 | #REF! |  | X
| 6161AJPX | 72" Special Manhole with Paving - Extra Depth (+20') | EA | JOINT | Wastewater | Appurtenance | x | #REF! | 6161 | 72 | 72 | #REF! | P | X
| 6161ALX | 84" Special Manhole - Extra Depth (+20') | EA | CITY | Wastewater | Appurtenance | x | #REF! | 6161 | 84 | 84 | #REF! |  | X
| 6161ALPX | 84" Special Manhole with Paving - Extra Depth (+20') | EA | JOINT | Wastewater | Appurtenance | x | #REF! | 6161 | 84 | 84 | #REF! | P | X
| 6161ANX | 96" Special Manhole - Extra Depth (+20') | EA | CITY | Wastewater | Appurtenance | x | #REF! | 6161 | 96 | 96 | #REF! |  | X
| 6161ANPX | 96" Special Manhole with Paving - Extra Depth (+20') | EA | JOINT | Wastewater | Appurtenance | x | #REF! | 6161 | 96 | 96 | #REF! | P | X
| 6170AEX | 48" Extra Depth Manhole | LF | P.DEV | Wastewater | Appurtenance | x | #REF! | 6170 | 48 | 48 | #REF! |  | X
| 6170AFX | 54" Extra Depth Manhole | LF | P.DEV | Wastewater | Appurtenance | x | #REF! | 6170 | 54 | 54 | #REF! |  | X
| 6170AGX | 60" Extra Depth Manhole | LF | P.DEV | Wastewater | Appurtenance | x | #REF! | 6170 | 60 | 60 | #REF! |  | X
| 6180AE | 48" Gas Sealed Drop Manhole | EA | CITY | Wastewater | Appurtenance | x | #REF! | 6180 | 48 | 48 | #REF!
| 6180AG | 60" Gas Sealed Drop Manhole | EA | CITY | Wastewater | Appurtenance | x |  | 6180 | 60 | 60 | #REF!
| 6180AJ | 72" Gas Sealed Drop Manhole | EA | CITY | Wastewater | Appurtenance | x |  | 6180 | 72 | 72 | #REF!
| 6180AL | 84" Gas Sealed Drop Manhole | EA | CITY | Wastewater | Appurtenance | x |  | 6180 | 84 | 84 | #REF!
| 6180AN | 96" Gas Sealed Drop Manhole | EA | CITY | Wastewater | Appurtenance | x |  | 6180 | 96 | 96 | #REF!
| 6180AEP | 48" Gas Sealed Drop Manhole with Paving | EA | JOINT | Wastewater | Appurtenance | x | #REF! | 6180 | 48 | 48 | #REF! | P
| 6180AGP | 60" Gas Sealed Drop Manhole with Paving | EA | JOINT | Wastewater | Appurtenance | x |  | 6180 | 60 | 60 | #REF! | P
| 6180AJP | 72" Gas Sealed Drop Manhole with Paving | EA | JOINT | Wastewater | Appurtenance | x |  | 6180 | 72 | 72 | #REF! | P
| 6180ALP | 84" Gas Sealed Drop Manhole with Paving | EA | JOINT | Wastewater | Appurtenance | x |  | 6180 | 84 | 84 | #REF! | P
| 6180ANP | 96" Gas Sealed Drop Manhole with Paving | EA | JOINT | Wastewater | Appurtenance | x |  | 6180 | 96 | 96 | #REF! | P
| 6181AEX | 48" Gas Sealed Drop Manhole - Extra Depth (+20') | EA | CITY | Wastewater | Appurtenance | x | #REF! | 6181 | 48 | 48 | #REF! |  | X
| 6181AGX | 60" Gas Sealed Drop Manhole - Extra Depth (+20') | EA | CITY | Wastewater | Appurtenance | x |  | 6181 | 60 | 60 | #REF! |  | X
| 6181AJX | 72" Gas Sealed Drop Manhole - Extra Depth (+20') | EA | CITY | Wastewater | Appurtenance | x |  | 6181 | 72 | 72 | #REF! |  | X
| 6181ALX | 84" Gas Sealed Drop Manhole - Extra Depth (+20') | EA | CITY | Wastewater | Appurtenance | x |  | 6181 | 84 | 84 | #REF! |  | X
| 6181ANX | 96" Gas Sealed Drop Manhole - Extra Depth (+20') | EA | CITY | Wastewater | Appurtenance | x |  | 6181 | 96 | 96 | #REF! |  | X
| 6181AEPX | 48" Gas Sealed Drop Manhole with Paving - Extra Depth (+20') | EA | JOINT | Wastewater | Appurtenance | x | #REF! | 6181 | 48 | 48 | #REF! | P | X
| 6181AGPX | 60" Gas Sealed Drop Manhole with Paving - Extra Depth (+20') | EA | JOINT | Wastewater | Appurtenance | x |  | 6181 | 60 | 60 | #REF! | P | X
| 6181AJPX | 72" Gas Sealed Drop Manhole with Paving - Extra Depth (+20') | EA | JOINT | Wastewater | Appurtenance | x |  | 6181 | 72 | 72 | #REF! | P | X
| 6181ALPX | 84" Gas Sealed Drop Manhole with Paving - Extra Depth (+20') | EA | JOINT | Wastewater | Appurtenance | x |  | 6181 | 84 | 84 | #REF! | P | X
| 6181ANPX | 96" Gas Sealed Drop Manhole with Paving - Extra Depth (+20') | EA | JOINT | Wastewater | Appurtenance | x |  | 6181 | 96 | 96 | #REF! | P | X
| 6190AE | 48" Vortex Manhole | EA | CITY | Wastewater | Appurtenance | x |  | 6190 | 48 | 48 | #REF!
| 6190AG | 60" Vortex Manhole | EA | CITY | Wastewater | Appurtenance | x |  | 6190 | 60 | 60 | #REF!
| 6190AJ | 72" Vortex Manhole | EA | CITY | Wastewater | Appurtenance | x |  | 6190 | 72 | 72 | #REF!
| 6190AL | 84" Vortex Manhole | EA | CITY | Wastewater | Appurtenance | x |  | 6190 | 84 | 84 | #REF!
| 6190AN | 96" Vortex Manhole | EA | CITY | Wastewater | Appurtenance | x |  | 6190 | 96 | 96 | #REF!
| 6190AEP | 48" Vortex Manhole with Paving | EA | JOINT | Wastewater | Appurtenance | x | #REF! | 6190 | 48 | 48 | #REF! | P
| 6190AGP | 60" Vortex Manhole with Paving | EA | JOINT | Wastewater | Appurtenance | x |  | 6190 | 60 | 60 | #REF! | P
| 6190AJP | 72" Vortex Manhole with Paving | EA | JOINT | Wastewater | Appurtenance | x |  | 6190 | 72 | 72 | #REF! | P
| 6190ALP | 84" Vortex Manhole with Paving | EA | JOINT | Wastewater | Appurtenance | x |  | 6190 | 84 | 84 | #REF! | P
| 6190ANP | 96" Vortex Manhole with Paving | EA | JOINT | Wastewater | Appurtenance | x |  | 6190 | 96 | 96 | #REF! | P
| 6191AEX | 48" Vortex Manhole - Extra Depth (+20') | EA | CITY | Wastewater | Appurtenance | x | #REF! | 6191 | 48 | 48 | #REF! |  | X
| 6191AGX | 60" Vortex Manhole - Extra Depth (+20') | EA | CITY | Wastewater | Appurtenance | x |  | 6191 | 60 | 60 | #REF! |  | X
| 6191AJX | 72" Vortex Manhole - Extra Depth (+20') | EA | CITY | Wastewater | Appurtenance | x |  | 6191 | 72 | 72 | #REF! |  | X
| 6191ALX | 84" Vortex Manhole - Extra Depth (+20') | EA | CITY | Wastewater | Appurtenance | x |  | 6191 | 84 | 84 | #REF! |  | X
| 6191ANX | 96" Vortex Manhole - Extra Depth (+20') | EA | CITY | Wastewater | Appurtenance | x |  | 6191 | 96 | 96 | #REF! |  | X
| 6191AEPX | 48" Vortex Manhole with Paving - Extra Depth (+20') | EA | JOINT | Wastewater | Appurtenance | x | #REF! | 6191 | 48 | 48 | #REF! | P | X
| 6191AGPX | 60" Vortex Manhole with Paving - Extra Depth (+20') | EA | JOINT | Wastewater | Appurtenance | x |  | 6191 | 60 | 60 | #REF! | P | X
| 6191AJPX | 72" Vortex Manhole with Paving - Extra Depth (+20') | EA | JOINT | Wastewater | Appurtenance | x |  | 6191 | 72 | 72 | #REF! | P | X
| 6191ALPX | 84" Vortex Manhole with Paving - Extra Depth (+20') | EA | JOINT | Wastewater | Appurtenance | x |  | 6191 | 84 | 84 | #REF! | P | X
| 6191ANPX | 96" Vortex Manhole with Paving - Extra Depth (+20') | EA | JOINT | Wastewater | Appurtenance | x |  | 6191 | 96 | 96 | #REF! | P | X
| 6200J | 8" Wastewater Aerial Crossing | EA | ALL | Wastewater | Pipe | x | #REF! | 6200 | 8 | 8 | #REF!
| 6200L | 12" Wastewater Aerial Crossing | EA | ALL | Wastewater | Pipe | x | #REF! | 6200 | 12 | 12 | #REF!
| 6200N | 15" Wastewater Aerial Crossing | EA | ALL | Wastewater | Pipe | x | #REF! | 6200 | 15 | 15 | #REF!
| 6200U | 21" Wastewater Aerial Crossing | EA | ALL | Wastewater | Pipe | x | #REF! | 6200 | 21 | 21 | #REF!
| 6240 | Tree | EA | ALL | Restoration | Landscaping | x | #REF! | 6240
| 6250 | Shrubs, Flowers, Ground Cover, Etc.. | EA | ALL | Restoration | Landscaping | x | #REF! | 6250
| 6260 | Clearing & Grubbing | LS | ALL | Restoration | Landscaping | x | #REF! | 6260
| 6270 | Fence Replacement | LF | ALL | Restoration | Landscaping | x | #REF! | 6270
| 6320 | Abandon Wastewater Lift Station | LS | ALL | Wastewater | Appurtenance | x | #REF! | 6320
| 6321 | Pump, Motor, & Variable Speed Drive | LS | ALL | Wastewater | Appurtenance | x | #REF! | 6321
| 6322 | Wastewater Lift Station | LS | ALL | Wastewater | Appurtenance | x | #REF! | 6322
| 6400F | 4" Gate Valve -CCW Open for Recycled Wastewater | EA | ALL | Recycled | Appurtenance | x | 640 | 6400 | 4 | 4 | #REF!
| 6400H | 6" Gate Valve -CCW Open for Recycled Wastewater | EA | ALL | Recycled | Appurtenance | x | 640 | 6400 | 6 | 6 | #REF!
| 6400J | 8" Gate Valve -CCW Open for Recycled Wastewater | EA | ALL | Recycled | Appurtenance | x | 640 | 6400 | 8 | 8 | #REF!
| 6400K | 10" Gate Valve -CCW Open for Recycled Wastewater | EA | ALL | Recycled | Appurtenance | x | 640 | 6400 | 10 | 10 | #REF!
| 6400L | 12" Gate Valve -CCW Open for Recycled Wastewater | EA | ALL | Recycled | Appurtenance | x | 640 | 6400 | 12 | 12 | #REF!
| 6400Q | 16" Gate Valve -CCW Open for Recycled Wastewater | EA | ALL | Recycled | Appurtenance | x | 640 | 6400 | 16 | 16 | #REF!
| 6400R | 18" Gate Valve -CCW Open for Recycled Wastewater | EA | ALL | Recycled | Appurtenance | x | 640 | 6400 | 18 | 18 | #REF!
| 6400S | 20" Gate Valve -CCW Open for Recycled Wastewater | EA | ALL | Recycled | Appurtenance | x | 640 | 6400 | 20 | 20 | #REF!
| 6400V | 24" Gate Valve -CCW Open for Recycled Wastewater | EA | ALL | Recycled | Appurtenance | x | 640 | 6400 | 24 | 24 | #REF!
| 6400Y | 30" Gate Valve -CCW Open for Recycled Wastewater | EA | ALL | Recycled | Appurtenance | x | 640 | 6400 | 30 | 30 | #REF!
| 6400AA | 36" Gate Valve -CCW Open for Recycled Wastewater | EA | ALL | Recycled | Appurtenance | x | 640 | 6400 | 36 | 36 | #REF!
| 6400AC | 42" Gate Valve -CCW Open for Recycled Wastewater | EA | ALL | Recycled | Appurtenance | x | 640 | 6400 | 42 | 42 | #REF!
| 6400AE | 48" Gate Valve -CCW Open for Recycled Wastewater | EA | ALL | Recycled | Appurtenance | x | 640 | 6400 | 48 | 48 | #REF!
| 6800 | Project Partnering | LS | CITY | General | Management | x | #REF! | 6800
| 6870 | Move In and Move Out | EA | CITY | General | Mobilization | x | #REF! | 6870
| 6875 | Move to another Location | EA | CITY | General | Mobilization | x | #REF! | 6875
| 6900 | Place Grass Sod | SY | CITY | Restoration | Landscaping | x | #REF! | 6900
| 6901 | Place Spot Sod | SY | CITY | Restoration | Landscaping | x | #REF! | 6901
| 6902 | Place Block Sod | SY | CITY | Restoration | Landscaping | x | #REF! | 6902
| 6903 | Place Sprig | SY | CITY | Restoration | Landscaping | x | #REF! | 6903
| 6904 | Hydromulch | SY | CITY | Restoration | Landscaping | x | #REF! | 6904
| 6905 | Seed | SY | CITY | Restoration | Landscaping | x | #REF! | 6905
| 6907 | Fertilizer | SY | CITY | Restoration | Landscaping | x | #REF! | 6907
| 6908 | Place Brick Paving | SY | CITY | Paving | Paving | x | #REF! | 6908
| 6909 | Place Brick Sidewalk | SY | CITY | Paving | Paving | x | #REF! | 6909
| 6910 | Cobblestone Sidewalk Pavers | SY | CITY | Paving | Paving | x | #REF! | 6910
| 6911 | Corsel/Brick Intersection Pavers | SY | CITY | Paving | Paving | x | #REF! | 6911
| 6920 | Television Inspection | LF | CITY | Wastewater | Testing | x | #REF! | 6920
| 6921 | Television Inspection | LF | JOINT | Wastewater | Testing | x | #REF! | 6921
| 6925 | Trench Safety & Support | LF | ALL | General | Safety | x | #REF! | 6925
| 6930Q | 16" Closure Section | EA | ALL | General | Fitting | x | #REF! | 6930 | 16 | 16 | #REF!
| 6930S | 20" Closure Section | EA | ALL | General | Fitting | x | #REF! | 6930 | 20 | 20 | #REF!
| 6930V | 24" Closure Section | EA | ALL | General | Fitting | x | #REF! | 6930 | 24 | 24 | #REF!
| 6930Y | 30" Closure Section | EA | ALL | General | Fitting | x | #REF! | 6930 | 30 | 30 | #REF!
| 6930AA | 36" Closure Section | EA | ALL | General | Fitting | x | #REF! | 6930 | 36 | 36 | #REF!
| 6930AC | 42" Closure Section | EA | ALL | General | Fitting | x | #REF! | 6930 | 42 | 42 | #REF!
| 6930AE | 48" Closure Section | EA | ALL | General | Fitting | x | #REF! | 6930 | 48 | 48 | #REF!
| 6930AF | 54" Closure Section | EA | ALL | General | Fitting | x | #REF! | 6930 | 54 | 54 | #REF!
| 6930AG | 60" Closure Section | EA | ALL | General | Fitting | x | #REF! | 6930 | 60 | 60 | #REF!
| 6930AH | 66" Closure Section | EA | ALL | General | Fitting | x | #REF! | 6930 | 66 | 66 | #REF!
| 6940 | Base Preparation | SY | CITY | Paving | Paving | x | #REF! | 6940
| 6941 | Lime Treated Base | SY | CITY | Paving | Paving | x | #REF! | 6941
| 6942 | Street Surface Milling | SY | CITY | Paving | Paving | x | #REF! | 6942
| 6950 | Gabions for Slope Protection | CY | ALL | Restoration | Drainage | x | #REF! | 6950
| 6960Q | Remove 16" Internal Test Plug | EA | ALL | Water | Fitting | x |  | 6960 | 16 | 16 | #REF!
| 6960S | Remove 20" Internal Test Plug | EA | ALL | Water | Fitting | x |  | 6961 | 20 | 20 | #REF!
| 6960V | Remove 24"Internal Test Plug | EA | ALL | Water | Fitting | x |  | 6962 | 24 | 24 | #REF!
| 6960Y | Remove 30" Internal Test Plug | EA | ALL | Water | Fitting | x |  | 6963 | 30 | 30 | #REF!
| 6960AA | Remove 36" Internal Test Plug | EA | ALL | Water | Fitting | x |  | 6964 | 36 | 36 | #REF!
| 6960AC | Remove 42"Internal Test Plug | EA | ALL | Water | Fitting | x |  | 6965 | 42 | 42 | #REF!
| 6960AE | Remove 48" Internal Test Plug | EA | ALL | Water | Fitting | x |  | 6966 | 48 | 48 | #REF!
| 6960AF | Remove 54"Internal Test Plug | EA | ALL | Water | Fitting | x |  | 6967 | 54 | 54 | #REF!
| 6960AG | Remove 60" Internal Test Plug | EA | ALL | Water | Fitting | x |  | 6968 | 60 | 60 | #REF!
| 6960AH | Remove 66" Internal Test Plug | EA | ALL | Water | Fitting | x |  | 6969 | 66 | 66 | #REF!
| 6970 | Pipe to Soil Potential Monitoring Station | EA | ALL | Water | Appurtenance | 226, 227 | #REF! | 6970
| 6980H | Encasement for 6" Wastewater Pipe through Storm Sewer | LF | ALL | Wastewater | Encasement | 414-416 | #REF! | 6980 | 6 | 6 | #REF!
| 6980J | Encasement for 8" Wastewater Pipe through Storm Sewer | LF | ALL | Wastewater | Encasement | 414-416 | #REF! | 6980 | 8 | 8 | #REF!
| 6980K | Encasement for 10" Wastewater Pipe through Storm Sewer | LF | ALL | Wastewater | Encasement | 414-416 | #REF! | 6980 | 10 | 10 | #REF!
| 6980L | Encasement for 12" Wastewater Pipe through Storm Sewer | LF | ALL | Wastewater | Encasement | 414-416 | #REF! | 6980 | 12 | 12 | #REF!
| 6980N | Encasement for 15" Wastewater Pipe through Storm Sewer | LF | ALL | Wastewater | Encasement | 414-416 | #REF! | 6980 | 15 | 15 | #REF!
| 6980R | Encasement for 18" Wastewater Pipe through Storm Sewer | LF | ALL | Wastewater | Encasement | 414-416 | #REF! | 6980 | 18 | 18 | #REF!
| 6980S | Encasement for 20" Wastewater Pipe through Storm Sewer | LF | ALL | Wastewater | Encasement | 414-416 | #REF! | 6980 | 20 | 20 | #REF!
| 6980V | Encasement for 24" Wastewater Pipe through Storm Sewer | LF | ALL | Wastewater | Encasement | 414-416 | #REF! | 6980 | 24 | 24 | #REF!
| 6990H | 6" Gate Valve Replacement | LS | CITY-VALVE REPL. | Water | Appurtenance | x | #REF! | 6990 | 6 | 6 | #REF!
| 6995H | 6" Gate Valve Replacement (City Furnished) | LS | CITY-VALVE REPL. | Water | Appurtenance | x | #REF! | 6995 | 6 | 6 | #REF!
| 6990J | 8" Gate Valve Replacement | LS | CITY-VALVE REPL. | Water | Appurtenance | x | #REF! | 6990 | 8 | 8 | #REF!
| 6995J | 8" Gate Valve Replacement (City Furnished) | LS | CITY-VALVE REPL. | Water | Appurtenance | x | #REF! | 6995 | 8 | 8 | #REF!
| 6990K | 10" Gate Valve Replacement | LS | CITY-VALVE REPL. | Water | Appurtenance | x | #REF! | 6990 | 10 | 10 | #REF!
| 6995K | 10" Gate Valve Replacement (City Furnished) | LS | CITY-VALVE REPL. | Water | Appurtenance | x | #REF! | 6995 | 10 | 10 | #REF!
| 6990L | 12" Gate Valve Replacement | LS | CITY-VALVE REPL. | Water | Appurtenance | x | #REF! | 6990 | 12 | 12 | #REF!
| 6995L | 12" Gate Valve Replacement (City Furnished) | LS | CITY-VALVE REPL. | Water | Appurtenance | x | #REF! | 6995 | 12 | 12 | #REF!
| 6990Q | 16" Gate Valve Replacement | LS | CITY-VALVE REPL. | Water | Appurtenance | x | #REF! | 6990 | 16 | 16 | #REF!
| 6995Q | 16" Gate Valve Replacement (City Furnished) | LS | CITY-VALVE REPL. | Water | Appurtenance | x | #REF! | 6995 | 16 | 16 | #REF!
| 6990R | 18" Gate Valve Replacement | LS | CITY-VALVE REPL. | Water | Appurtenance | x | #REF! | 6990 | 18 | 18 | #REF!
| 6995R | 18" Gate Valve Replacement (City Furnished) | LS | CITY-VALVE REPL. | Water | Appurtenance | x | #REF! | 6995 | 18 | 18 | #REF!
| 6990S | 20" Gate Valve Replacement | LS | CITY-VALVE REPL. | Water | Appurtenance | x | #REF! | 6990 | 20 | 20 | #REF!
| 6995S | 20" Gate Valve Replacement (City Furnished) | LS | CITY-VALVE REPL. | Water | Appurtenance | x | #REF! | 6995 | 20 | 20 | #REF!
| 6990V | 24" Gate Valve Replacement | LS | CITY-VALVE REPL. | Water | Appurtenance | x | #REF! | 6990 | 24 | 24 | #REF!
| 6995V | 24" Gate Valve Replacement (City Furnished) | LS | CITY-VALVE REPL. | Water | Appurtenance | x | #REF! | 6995 | 24 | 24 | #REF!
| 6990Y | 30" Gate Valve Replacement | LS | CITY-VALVE REPL. | Water | Appurtenance | x | #REF! | 6990 | 30 | 30 | #REF!
| 6995Y | 30" Gate Valve Replacement (City Furnished) | LS | CITY-VALVE REPL. | Water | Appurtenance | x | #REF! | 6995 | 30 | 30 | #REF!
| 6990AA | 36" Gate Valve Replacement | LS | CITY-VALVE REPL. | Water | Appurtenance | x | #REF! | 6990 | 36 | 36 | #REF!
| 6995AA | 36" Gate Valve Replacement (City Furnished) | LS | CITY-VALVE REPL. | Water | Appurtenance | x | #REF! | 6995 | 36 | 36 | #REF!
| 6990AC | 42" Gate Valve Replacement | LS | CITY-VALVE REPL. | Water | Appurtenance | x | #REF! | 6990 | 42 | 42 | #REF!
| 6995AC | 42" Gate Valve Replacement (City Furnished) | LS | CITY-VALVE REPL. | Water | Appurtenance | x | #REF! | 6995 | 42 | 42 | #REF!
| 6990AE | 48" Gate Valve Replacement | LS | CITY-VALVE REPL. | Water | Appurtenance | x | #REF! | 6990 | 48 | 48 | #REF!
| 6995AE | 48" Gate Valve Replacement (City Furnished) | LS | CITY-VALVE REPL. | Water | Appurtenance | x | #REF! | 6995 | 48 | 48 | #REF!
| 7030 | Rock Foundation | CY | ALL | General | Trench | x | #REF! | 7030
| 7040 | Stabilized Backfill | CY | ALL | General | Trench | x | #REF! | 7040
| 7041 | Flowable Backfill | CY | ALL | General | Trench | x | #REF! | 7041
| 7042 | Modified Flowable Backfill | CY | ALL | General | Trench | x | #REF! | 7042
| 7043 | Four "F" Flowable Backfill | CY | ALL | General | Trench | x | #REF! | 7043
| 7044 | Four "F" Flowable Base - High Strength & Fast Set | CY | ALL | Paving | Paving | x | #REF! | 7044
| 7050 | Sand Backfill | CY | ALL | General | Trench | x | #REF! | 7050
| 7051 | Topsoil | CY | ALL | Restoration | Landscaping | x | #REF! | 7051
| 7052 | Cement Treated Base Backfill | CY | ALL | General | Trench | x | #REF! | 7052
| 7053 | Cement Stabilized Sand Backfill | CY | CITY | General | Trench | x | #REF! | 7053
| 7060 | Concrete Backfill | CY | ALL | General | Trench | x | #REF! | 7060
| 7070 | Class "A" Concrete | CY | ALL | General | Trench | x | #REF! | 7070
| 7071 | Class "B" Concrete | CY | ALL | General | Trench | x | #REF! | 7071
| 7072 | Class "C" Concrete | CY | ALL | General | Trench | x | #REF! | 7072
| 7073 | Class "D" Concrete | CY | ALL | General | Trench | x | #REF! | 7073
| 7074 | Class "E" Concrete | CY | ALL | General | Trench | x | #REF! | 7074
| 7075 | Class "F" Concrete | CY | ALL | General | Trench | x | #REF! | 7075
| 7076 | Class "H" Concrete | CY | ALL | General | Trench | x | #REF! | 7076
| 7090 | Furnish and Place Rip Rap | SY | ALL | Paving | Paving | x | #REF! | 7090
| 7095 | Furnish and Place Dry Rip Rap (Type A) | SY | ALL | Paving | Paving | x | #REF! | 7095
| 7520 | Temporary Paving (Hot or High Performance Mix) | TN | CITY | Paving | Paving | x | #REF! | 7520
| 7525 | Flex Base (Crushed Rock) Alley Surface | CY | CITY | Paving | Paving | x | #REF! | 7525
| 7530 | Concrete Curb and/or Gutter | LF | CITY | Paving | Paving | x | #REF! | 7530
| 7531 | Asphalt Curb and/or Gutter | LF | CITY | Paving | Paving | x | #REF! | 7531
| 7532 | Concrete Gutter | LF | CITY | Paving | Paving | x | #REF! | 7532
| 7540 | Concrete Curb | LF | CITY | Paving | Paving | x | #REF! | 7540
| 7545 | Asphalt Curb | LF | CITY | Paving | Paving | x | #REF! | 7545
| 7560 | Crushed Rock for Temporary Paving Base | CY | CITY | Paving | Paving | x | #REF! | 7560
| 7570 | Reinforced Concrete Paving | CY | CITY | Paving | Paving | x | #REF! | 7570
| 7575 | Type 3K-2 Reinforced Concrete Paving | CY | CITY | Paving | Paving | x | #REF! | 7575
| 7580 | Reinforced Concrete Sidewalk | SY | CITY | Paving | Paving | x | #REF! | 7580
| 7581 | Temporary Hot Mix Asphalt Sidewalk | SY | CITY | Paving | Paving | x | #REF! | 7581
| 7582 | Reinforced Concrete Paving | SY | CITY | Paving | Paving | x | #REF! | 7582
| 7583 | Reinforced Concrete Driveway | SY | CITY | Paving | Paving | x | #REF! | 7583
| 7584 | Slurry Seal Surface Treatment | SY | CITY | Paving | Paving | x | #REF! | 7584
| 7585 | Barrier Free Ramp | EA | CITY | Paving | Paving | x | #REF! | 7585
| 7590 | Reinforced Concrete Driveway | CY | CITY | Paving | Paving | x | #REF! | 7590
| 7600 | Reinforced Concrete Base | CY | CITY | Paving | Paving | x | #REF! | 7600
| 7605 | Type 3K-2 Reinforced Concrete Base | CY | CITY | Paving | Paving | x | #REF! | 7605
| 7650 | Penetration Type Asphalt Replacement | SY | CITY | Paving | Paving | x | #REF! | 7650
| 7655 | Hot Mix Asphalt Concrete Pavement | TN | CITY | Paving | Paving | x | #REF! | 7655
| 7700 | Geotextile Fabric (Erosion Control) | LF | ALL | General | Environmental | x | #REF! | 7700
| 7701 | Geotextile Fabric (Erosion Control) | SY | ALL | General | Environmental | x | #REF! | 7701
| 7702 | Geotextile Fabric (Embedment) | LF | ALL | General | Trench | x | #REF! | 7702
| 7703 | Geotextile Fabric (Embedment) | SY | ALL | General | Trench | x | #REF! | 7703
| 7710 | Silt Fence | LF | ALL | General | Environmental | x | #REF! | 7710
| 7711 | Silt Fence and Hay Bales | LF | ALL | General | Environmental | x | #REF! | 7711
| 7712 | Storm Water Pollution Prevention Plan | EA | ALL | General | Environmental | x | #REF! | 7712
| 7713 | Erosion Control | LS | ALL | General | Environmental | x | #REF! | 7713
| 7720 | Excavation | CY | SPECIAL | General | Excavation | x | #REF! | 7720
| 7725 | Rock Excavation | CY | P. DEV | General | Excavation | x | #REF! | 7725
| 7730 | Disposal of Heavy Chlorinated Water Main Flushing Water | LS | ALL | Water | Environmental | x | #REF! | 7730
| 7740 | Removal and Disposal of Contaminated Soil | CY | ALL | General | Environmental | x | #REF! | 7740
| 7760 | Health and Safety Plan | LS | CITY | General | Environmental | x | #REF! | 7760
| 7761 | Monitoring Plan | LS | CITY | General | Environmental | x | #REF! | 7761
| 7762 | Corrective Action Plan | LS | CITY | General | Environmental | x | #REF! | 7762
| 7763 | Disposal of Petroleum Contaminated Soils | CY | CITY | General | Environmental | x | #REF! | 7763
| 7764 | Disposal of Petroleum Contaminated Groundwater | GAL | CITY | General | Environmental | x | #REF! | 7764
| 7765 | Disposal of Class I Non-Hazardous Industrial Waste | CY | CITY | General | Environmental | x | #REF! | 7765
| 7766 | Disposal of Class II Non-Hazardous Industrial Waste | CY | CITY | General | Environmental | x | #REF! | 7766
| 7800 | Concrete Curb and Gutter | LF | CITY-PAVING REP. | Paving Rep. | Paving | x |  | 7800
| 7801F | 4" Reinforced Concrete Pavement Or Base | SF | CITY-PAVING REP. | Paving Rep. | Paving | x |  | 7801 | 4 | 4 | #REF!
| 7801H | 6" Reinforced Concrete Pavement Or Base | SF | CITY-PAVING REP. | Paving Rep. | Paving | x |  | 7801 | 6 | 6 | #REF!
| 7801J | 8" Reinforced Concrete Pavement Or Base | SF | CITY-PAVING REP. | Paving Rep. | Paving | x |  | 7801 | 8 | 8 | #REF!
| 7802 | Project Partnering And Preconstruction | LS | CITY-PAVING REP. | Paving Rep. | General | x |  | 7802
| 7803 | Reinforced Concrete Sidewalk | SF | CITY-PAVING REP. | Paving Rep. | Paving | x |  | 7803
| 7804D | 2" Hot-Mix Asphalt Concrete Pavement | SF | CITY-PAVING REP. | Paving Rep. | Paving | x |  | 7804 | 2 | 2 | #REF!
| 7805H | 6" Type Four F Flowable-High Strength/Fast Set | SF | CITY-PAVING REP. | Paving Rep. | Paving | x |  | 7805 | 6 | 6 | #REF!
| 7806H | 6" Class “K” Reinforced Concrete Paving | SF | CITY-PAVING REP. | Paving Rep. | Paving | x |  | 7806 | 6 | 6 | #REF!
| 7807F | 4" Washed/Architectural/Exposed Aggregate Concrete Paving | SF | CITY-PAVING REP. | Paving Rep. | Paving | x |  | 7807 | 4 | 4 | #REF!
| 7808H | 6" Special Pavement | SF | CITY-PAVING REP. | Paving Rep. | Paving | x |  | 7808 | 6 | 6 | #REF!
| 7809 | 24-Hour Emergency Callout | EA | CITY-PAVING REP. | Paving Rep. | Paving | x |  | 7809
| 7810 | Stand-By Time | HR | CITY-PAVING REP. | Paving Rep. | Paving | x |  | 7810
| 7811 | Star (Core) Hole Repair | EA | CITY-PAVING REP. | Paving Rep. | Paving | x |  | 7811
| 7812 | Traffic Buttons | EA | CITY-PAVING REP. | Paving Rep. | Paving | x |  | 7812
| 7813 | Traffic Striping | LF | CITY-PAVING REP. | Paving Rep. | Paving | x |  | 7813
| 7814 | Storm Drain Manhole Adjustment | EA | CITY-PAVING REP. | Paving Rep. | Adjustment | x |  | 7814
| 7815 | Lump Sum Cost Difference - Other Than Dry Kiln Portland Cement | LS | CITY-PAVING REP. | Paving Rep. | General | x |  | 7815
| 7816 | Sawing | LF | CITY-PAVING REP. | Paving Rep. | Paving | x |  | 7816
| 7817 | Unclassified Sidewalk Excavation | CY | CITY-PAVING REP. | Paving Rep. | Excavation | x |  | 7817
| 7818 | Unclassified Street Excavation | CY | CITY-PAVING REP. | Paving Rep. | Excavation | x |  | 7818
| 7819 | Unclassified Alley Excavation | CY | CITY-PAVING REP. | Paving Rep. | Excavation | x |  | 7819
| 7820 | General Requirements For Asphalt Base Recycling | SY | CITY-PAVING REP. | Paving Rep. | Environmental | x |  | 7820
| 7821 | Fence Replacement | LF | CITY-PAVING REP. | Paving Rep. | Restoration | x |  | 7821
| 7822 | Temporary Paving (Hot Mix Or High Performance Mix) | TN | CITY-PAVING REP. | Paving Rep. | Paving | x |  | 7822
| 7823 | Base Repair, Flexbase, Ctb Or Rebase | CY | CITY-PAVING REP. | Paving Rep. | Paving | x |  | 7823
| 7824 | Hot Mix Asphaltic Concrete Surface Course | TN | CITY-PAVING REP. | Paving Rep. | Paving | x |  | 7824
| 7825 | Street Surface Milling | SY | CITY-PAVING REP. | Paving Rep. | Paving | x |  | 7825
| 7826 | Underseal | SY | CITY-PAVING REP. | Paving Rep. | Paving | x |  | 7826
| 7827 | Surface, Edge, And Butt Joint Milling | LF | CITY-PAVING REP. | Paving Rep. | Paving | x |  | 7827
| 7828 | Sodding | SY | CITY-PAVING REP. | Paving Rep. | Restoration | x |  | 7828
| 7829 | Barrier Free Ramp (Inside Dallas City Limits) | EA | CITY-PAVING REP. | Paving Rep. | Paving | x |  | 7829
| 7830 | Barrier Free Ramp (Outside Dallas City Limits) | EA | CITY-PAVING REP. | Paving Rep. | Paving | x |  | 7830
| 7831 | Storm Water Pollution Prevention Plan | LS | CITY-PAVING REP. | Paving Rep. | Environmental | x |  | 7831
| 7832V | Adjustment Rings For 24"Storm Sewer Manhole | EA | CITY-PAVING REP. | Paving Rep. | Adjustment | x |  | 7832 | 24 | 24 | #REF!
| 7832Y | Adjustment Rings For 30" Storm Sewer Manhole | EA | CITY-PAVING REP. | Paving Rep. | Adjustment | x |  | 7832 | 30 | 30 | #REF!
| 7832AA | Adjustment Rings For 36" Storm Sewer Manhole | EA | CITY-PAVING REP. | Paving Rep. | Adjustment | x |  | 7832 | 36 | 36 | #REF!
| 7832AB | Adjustment Rings For 40" Storm Sewer Manhole | EA | CITY-PAVING REP. | Paving Rep. | Adjustment | x |  | 7832 | 40 | 40 | #REF!
| 7832AC | Adjustment Rings For 42" Storm Sewer Manhole | EA | CITY-PAVING REP. | Paving Rep. | Adjustment | x |  | 7832 | 42 | 42 | #REF!
| 7832AE | Adjustment Rings For 48" Storm Sewer Manhole | EA | CITY-PAVING REP. | Paving Rep. | Adjustment | x |  | 7832 | 48 | 48 | #REF!
| 7833 | Adjustment Of Water Valve Stack Box Riser And Lid In Adv. Of Resurfacing | EA | CITY-PAVING REP. | Paving Rep. | Adjustment | 404 |  | 7833
| 7834 | Adjustment Of Wastewater Access Device | EA | CITY-PAVING REP. | Paving Rep. | Adjustment | 328 |  | 7834
| 7835 | Adjustment Of Wastewater Mainline Cleanout In Adv. Of Resurfacing | EA | CITY-PAVING REP. | Paving Rep. | Adjustment | 410 |  | 7835
| 7836V | Adjustment Of Wastewater Manholes With 24" Lid In Adv. Of Resurfacing | EA | CITY-PAVING REP. | Paving Rep. | Adjustment | 401 |  | 7836 | 24 | 24 | #REF!
| 7837 | Joint And Crack Sealing | SY | CITY-PAVING REP. | Paving Rep. | Paving | x |  | 7837
| 8000 | Barricading (Water & WW Mains) | LF | SPECIAL | General | Safety | x | #REF! | 8000
| 8005 | Concrete Barricading (Water & WW Mains) | LF | ALL | General | Safety | x | #REF! | 8005
| 8010 | Construction Staking | LS | CITY | General | Survey | x | #REF! | 8010
| 8011 | Construction Surveying & Staking (Water & WW Mains) | LF | CITY | General | Survey | x | #REF! | 8011
| 8012 | Construction Surveying & Staking (Paving) | LF | CITY | General | Survey | x | #REF! | 8012
| 8200 | Traffic Detour | LS | CITY | General | Safety | x | #REF! | 8200
| 9990 | Inspection Fee | HR | INSPECTION | General | Overtime? | x | #REF! | 9990
| 20300 | Adjust and/or Relocate Water Meter Box | EA | JOINT | Wat. Adj. | Adjustment | 409, 411 | #REF! | 20300
| 20330 | Adjust Water Valve Covers & Stacks | EA | JOINT | Wat. Adj. | Adjustment | 404 | #REF! | 20330
| 20331 | Adjust Water Valve Covers & Stacks in Advance of Resurfacing | EA | JOINT | Wat. Adj. | Adjustment | 404 | #REF! | 20331
| 20332 | Adjust Water Valve Covers & Stacks in Advance of Resurfacing | EA | JOINT | Wat. Adj. | Adjustment | 404 | #REF! | 20332
| 20340 | Adjust Wastewater Lateral Cleanout | EA | JOINT | WW. Adj. | Adjustment | 406 | #REF! | 20340
| 20350 | Adjust Wastewater Mainline Cleanout | EA | JOINT | WW. Adj. | Adjustment | 410 | #REF! | 20350
| 20351 | Adjust Wastewater Access Device | EA | JOINT | WW. Adj. | Adjustment | 328 | #REF! | 20351
| 20352 | Adjust Wastewater Mainline Cleanout in Advance of Resurfacing | EA | JOINT | WW. Adj. | Adjustment | 410 | #REF! | 20352
| 20353 | Adjust Wastewater Mainline Cleanout in Advance of Resurfacing | EA | JOINT | WW. Adj. | Adjustment | 410 | #REF! | 20353
| 20360 | Adjust Wastewater Manhole | EA | JOINT | WW. Adj. | Adjustment | 412
| 20361 | Adjust Wastewater Manhole in Advance of Resurfacing | EA | JOINT | WW. Adj. | Adjustment | 412
| 20662 | Adjust Type "S" Wastewater Manhole | EA | JOINT | WW. Adj. | Adjustment | 412
| 20363 | Adjust Type "S" Wastewater Manhole in Advance of Resurfacing | EA | JOINT | WW. Adj. | Adjustment | 412
| 20380 | Adjust Water Manhole | EA | JOINT | Wat. Adj. | Adjustment | 412
| 20381 | Adjust Water Manhole in Advance of Resurfacing | EA | JOINT | Wat. Adj. | Adjustment | 412
| 20400 | Adjust Flush Point | EA | JOINT | Wat. Adj. | Adjustment | 207 | #REF! | 20400
| 20410 | Adjust Type 1 Air Valve | EA | JOINT | Wat. Adj. | Adjustment | 208 | #REF! | 20410
| 20420 | Adjust Type 2 Air Valve | EA | JOINT | Wat. Adj. | Adjustment | 209, 210 | #REF! | 20420
| 20430 | Install Fire Hydrant Extension | EA | JOINT | Wat. Adj. | Adjustment | 224 | #REF! | 20430
| 20440 | Remove Fire Hydrant Extension | EA | JOINT | Wat. Adj. | Adjustment | x | #REF! | 20440
| 20450 | Adjust Large Water Service Cover and Frame | EA | JOINT | Wat. Adj. | Adjustment | 411, 502, 506 | #REF! | 20450
| 20500 | Investigation | EA | ALL | General | General | x | #REF! | 20500
| 20510 | Lump Sum Cost Difference - Other than Dry Kiln Portland Cement | LS | ALL | General | General | x | #REF! | 20510
| 20540 | Alter Water Valve Covers & Stacks | EA | JOINT | Wat. Adj. | Adjustment | x | #REF! | 20540
| 20550 | Alter Wastewater Mainline Cleanout | EA | JOINT | WW. Adj. | Adjustment | 410 | #REF! | 20550
| 20560 | Alter Wastewater Manhole | EA | JOINT | WW. Adj. | Adjustment | 311
| 20580 | Alter Water Manhole | EA | JOINT | Wat. Adj. | Adjustment | 401
| 20600 | Install Cleanout on Existing Wastewater Lateral | EA | JOINT | WW. Adj. | Adjustment | 406 | #REF! | 20600
| 20620 | Replace Existing Wastewater Lateral Cleanout | EA | JOINT | WW. Adj. | Adjustment | 407 | #REF! | 20620
| 20630 | Relocate Type 1 Air Valve | EA | JOINT | Wat. Adj. | Adjustment | 208 | #REF! | 20630
| 20640 | Relocate Type 2 Air Valve | EA | JOINT | Wat. Adj. | Adjustment | 209, 210 | #REF! | 20640
| 20650 | Replace Existing Fire Hydrant | EA | JOINT | Wat. Adj. | Adjustment | 224 | #REF! | 20650
| 20651 | Replace Existing Fire Hydrant To Final Grade | EA | JOINT | Wat. Adj. | Adjustment | x | #REF! | 20651
| 20652 | Adjust/Relocate New Fire Hydrant | EA | JOINT | Wat. Adj. | Adjustment | 224 | #REF! | 20652
| 20660 | Relocate Commercial Water Service | EA | JOINT | Wat. Adj. | Adjustment | x | #REF! | 20660
| 20670 | Abandon Water Service Off Existing Main | EA | JOINT | Wat. Adj. | Adjustment | x | #REF! | 20670
| 20680 | Abandon Wastewater Lateral Off Existing Main | EA | JOINT | WW. Adj. | Adjustment | x | #REF! | 20680
| 20700 | Adjust Existing Wastewater Lateral | EA | JOINT | WW. Adj. | Adjustment | 406 | #REF! | 20700
| 20910 | Replace Existing 4' Diameter Manhole | EA | JOINT | WW. Adj. | Adjustment | 311 | #REF! | 20910
| 20920 | Replace Existing 5' Diameter Manhole | EA | JOINT | WW. Adj. | Adjustment | 311 | #REF! | 20920
| 20390 | Relocate Pipe-To-Soil Potential Monitoring Station | EA | JOINT | Wat. Adj. | Adjustment | 417
| 99990 | Material On Hand | LS | INSPECTION | General | Mobilization? | x | #REF! | 9999

## 6th & 7th Edition Items
Sort # | 6th ItemNo | 7th ItemNo | ItemDescription | Units | Contract Type | Item Category | Item Use | 6th Edition | 7th Edition | Standard Drawing | Strip Old Size Indicator | Add Digit | Find Size | Convert To Number | Lookup New Size Indicator | Check for "with Paving" | Check for "Extra Depth"
1 | 110A | Discontinued | 1" Galvanized Water Pipe (Temporary Mains Only) | LF | CITY | Water | Pipe | Yes | No | x | 110 | 1100 | 1 | 1 | #REF!
2 | 110AP | Discontinued | 1" Galvanized Water Pipe with Paving (Temporary Mains Only) | LF | JOINT | Water | Pipe | Yes | No | x | 110 | 1100 | 1 | 1 | #REF! | P
3 | 110B | Discontinued | 1.5" Galvanized Water Pipe (Temporary Mains Only) | LF | CITY | Water | Pipe | Yes | No | x | 110 | 1100 | 1.5 | 1.5 | #REF!
4 | 110BP | Discontinued | 1.5" Galvanized Water Pipe with Paving (Temporary Mains Only) | LF | JOINT | Water | Pipe | Yes | No | x | 110 | 1100 | 1.5 | 1.5 | #REF! | P
5 | 110C | Discontinued | 2" Galvanized Water Pipe (Temporary Mains Only) | LF | CITY | Water | Pipe | Yes | No | x | 110 | 1100 | 2 | 2 | #REF!
6 | 110CP | Discontinued | 2" Galvanized Water Pipe with Paving (Temporary Mains Only) | LF | JOINT | Water | Pipe | Yes | No | x | 110 | 1100 | 2 | 2 | #REF! | P
7 | 120A | Discontinued | 1" Copper Water Pipe (Temporary Mains Only) | LF | CITY | Water | Pipe | Yes | No | x | 120 | 1200 | 1 | 1 | #REF!
8 | 120AP | Discontinued | 1" Copper Water Pipe with Paving (Temporary Mains Only) | LF | JOINT | Water | Pipe | Yes | No | x | 120 | 1200 | 1 | 1 | #REF! | P
9 | 120B | Discontinued | 1.5" Copper Water Pipe (Temporary Mains Only) | LF | CITY | Water | Pipe | Yes | No | x | 120 | 1200 | 1.5 | 1.5 | #REF!
10 | 120BP | Discontinued | 1.5" Copper Water Pipe with Paving (Temporary Mains Only) | LF | JOINT | Water | Pipe | Yes | No | x | 120 | 1200 | 1.5 | 1.5 | #REF! | P
11 | 120C | Discontinued | 2" Copper Water Pipe (Temporary Mains Only) | LF | CITY | Water | Pipe | Yes | No | x | 120 | 1200 | 2 | 2 | #REF!
12 | 120CP | Discontinued | 2" Copper Water Pipe with Paving (Temporary Mains Only) | LF | JOINT | Water | Pipe | Yes | No | x | 120 | 1200 | 2 | 2 | #REF! | P
13 |  | 1100D | 2" Temporary Water Main | LS | CITY | Water | Pipe | No | Yes | x |  | 1100 | 2 | 2 | #REF!
14 |  | 1100F | 4" Temporary Water Main | LS | CITY | Water | Pipe | No | Yes | x |  | 1100 | 4 | 4 | #REF!
15 |  | 1100H | 6" Temporary Water Main | LS | CITY | Water | Pipe | No | Yes | x |  | 1100 | 6 | 6 | #REF!
16 |  | 1100J | 8" Temporary Water Main | LS | CITY | Water | Pipe | No | Yes | x |  | 1100 | 8 | 8 | #REF!
17 |  | 1100DP | 2" Temporary Water Main with Paving | LS | JOINT | Water | Pipe | No | Yes | x |  | 1100 | 2 | 2 | #REF! | P
18 |  | 1100FP | 4" Temporary Water Main with Paving | LS | JOINT | Water | Pipe | No | Yes | x |  | 1100 | 4 | 4 | #REF! | P
19 |  | 1100HP | 6" Temporary Water Main with Paving | LS | JOINT | Water | Pipe | No | Yes | x |  | 1100 | 6 | 6 | #REF! | P
20 |  | 1100JP | 8" Temporary Water Main with Paving | LS | JOINT | Water | Pipe | No | Yes | x |  | 1100 | 8 | 8 | #REF! | P
21 | 150A | 1500D | 2" Ductile Iron Water Pipe | LF | CITY | Water | Pipe | Yes | Yes | x | 150 | 1500 | 2 | 2 | #REF!
22 | 150AP | 1500DP | 2" Ductile Iron Water Pipe with Paving | LF | JOINT | Water | Pipe | Yes | Yes | x | 150 | 1500 | 2 | 2 | #REF! | P
23 | 150B | 1500F | 4" Ductile Iron Water Pipe | LF | CITY | Water | Pipe | Yes | Yes | x | 150 | 1500 | 4 | 4 | #REF!
24 | 150BP | 1500FP | 4" Ductile Iron Water Pipe with Paving | LF | JOINT | Water | Pipe | Yes | Yes | x | 150 | 1500 | 4 | 4 | #REF! | P
25 | 150C | 1500H | 6" Ductile Iron Water Pipe | LF | CITY | Water | Pipe | Yes | Yes | x | 150 | 1500 | 6 | 6 | #REF!
26 | 150CP | 1500HP | 6" Ductile Iron Water Pipe with Paving | LF | JOINT | Water | Pipe | Yes | Yes | x | 150 | 1500 | 6 | 6 | #REF! | P
27 | 150D | 1500J | 8" Ductile Iron Water Pipe | LF | CITY | Water | Pipe | Yes | Yes | x | 150 | 1500 | 8 | 8 | #REF!
28 | 150DA | Discontinued | 8" Ductile Iron Water Pipe - Aerial Crossing with Pipe Hangers | LF | CITY | Water | Pipe | Yes | No | x
29 | 150DP | 1500JP | 8" Ductile Iron Water Pipe with Paving | LF | JOINT | Water | Pipe | Yes | Yes | x | 150 | 1500 | 8 | 8 | #REF! | P
30 | 150E | 1500K | 10" Ductile Iron Water Pipe | LF | CITY | Water | Pipe | Yes | Yes | x | 150 | 1500 | 10 | 10 | #REF!
31 | 150EP | 1500KP | 10" Ductile Iron Water Pipe with Paving | LF | JOINT | Water | Pipe | Yes | Yes | x | 150 | 1500 | 10 | 10 | #REF! | P
32 | 150F | 1500L | 12" Ductile Iron Water Pipe | LF | CITY | Water | Pipe | Yes | Yes | x | 150 | 1500 | 12 | 12 | #REF!
33 | 150FP | 1500LP | 12" Ductile Iron Water Pipe with Paving | LF | JOINT | Water | Pipe | Yes | Yes | x | 150 | 1500 | 12 | 12 | #REF! | P
34 | 150G | 1500Q | 16" Ductile Iron Water Pipe | LF | CITY | Water | Pipe | Yes | Yes | x | 150 | 1500 | 16 | 16 | #REF!
35 | 150GP | 1500QP | 16" Ductile Iron Water Pipe with Paving | LF | JOINT | Water | Pipe | Yes | Yes | x | 150 | 1500 | 16 | 16 | #REF! | P
36 | 150H | 1500S | 20" Ductile Iron Water Pipe | LF | CITY | Water | Pipe | Yes | Yes | x | 150 | 1500 | 20 | 20 | #REF!
37 | 150HP | 1500SP | 20" Ductile Iron Water Pipe with Paving | LF | JOINT | Water | Pipe | Yes | Yes | x | 150 | 1500 | 20 | 20 | #REF! | P
38 | 150I | 1500V | 24" Ductile Iron Water Pipe | LF | CITY | Water | Pipe | Yes | Yes | x | 150 | 1500 | 24 | 24 | #REF!
39 | 150IP | 1500VP | 24" Ductile Iron Water Pipe with Paving | LF | JOINT | Water | Pipe | Yes | Yes | x | 150 | 1500 | 24 | 24 | #REF! | P
40 | 150J | 1500Y | 30" Ductile Iron Water Pipe | LF | CITY | Water | Pipe | Yes | Yes | x | 150 | 1500 | 30 | 30 | #REF!
41 | 150JP | 1500YP | 30" Ductile Iron Water Pipe with Paving | LF | JOINT | Water | Pipe | Yes | Yes | x | 150 | 1500 | 30 | 30 | #REF! | P
42 | 150K | 1500AA | 36" Ductile Iron Water Pipe | LF | CITY | Water | Pipe | Yes | Yes | x | 150 | 1500 | 36 | 36 | #REF!
43 | 150KP | 1500AAP | 36" Ductile Iron Water Pipe with Paving | LF | JOINT | Water | Pipe | Yes | Yes | x | 150 | 1500 | 36 | 36 | #REF! | P
44 | 150L | 1500AE | 48" Ductile Iron Water Pipe | LF | CITY | Water | Pipe | Yes | Yes | x | 150 | 1500 | 48 | 48 | #REF!
45 | 150M | 1500AF | 54" Ductile Iron Water Pipe | LF | CITY | Water | Pipe | Yes | Yes | x | 150 | 1500 | 54 | 54 | #REF!
46 | 150N | 1500AG | 60" Ductile Iron Water Pipe | LF | CITY | Water | Pipe | Yes | Yes | x | 150 | 1500 | 60 | 60 | #REF!
47 |  | 1505F | 4" Ductile Iron Water Pipe Aerial Crossing | LF | CITY | Water | Pipe | No | Yes | x |  | 1505 | 4 | 4 | #REF!
48 |  | 1505H | 6" Ductile Iron Water Pipe Aerial Crossing | LF | CITY | Water | Pipe | No | Yes | x |  | 1505 | 6 | 6 | #REF!
49 |  | 1505J | 8" Ductile Iron Water Pipe Aerial Crossing | LF | CITY | Water | Pipe | No | Yes | x |  | 1505 | 8 | 8 | #REF!
50 |  | 1505K | 10" Ductile Iron Water Pipe Aerial Crossing | LF | CITY | Water | Pipe | No | Yes | x |  | 1505 | 10 | 10 | #REF!
51 |  | 1505L | 12" Ductile Iron Water Pipe Aerial Crossing | LF | CITY | Water | Pipe | No | Yes | x |  | 1505 | 12 | 12 | #REF!
52 |  | 1505Q | 16" Ductile Iron Water Pipe Aerial Crossing | LF | CITY | Water | Pipe | No | Yes | x |  | 1505 | 16 | 16 | #REF!
53 |  | 1505S | 20" Ductile Iron Water Pipe Aerial Crossing | LF | CITY | Water | Pipe | No | Yes | x |  | 1505 | 20 | 20 | #REF!
54 |  | 1505V | 24" Ductile Iron Water Pipe Aerial Crossing | LF | CITY | Water | Pipe | No | Yes | x |  | 1505 | 24 | 24 | #REF!
55 |  | 1505Y | 30" Ductile Iron Water Pipe Aerial Crossing | LF | CITY | Water | Pipe | No | Yes | x |  | 1505 | 30 | 30 | #REF!
56 |  | 1505AA | 36" Ductile Iron Water Pipe Aerial Crossing | LF | CITY | Water | Pipe | No | Yes | x |  | 1505 | 36 | 36 | #REF!
57 |  | 1505AE | 48" Ductile Iron Water Pipe Aerial Crossing | LF | CITY | Water | Pipe | No | Yes | x |  | 1505 | 48 | 48 | #REF!
58 |  | 1505AF | 54" Ductile Iron Water Pipe Aerial Crossing | LF | CITY | Water | Pipe | No | Yes | x |  | 1505 | 54 | 54 | #REF!
59 |  | 1505AG | 60" Ductile Iron Water Pipe Aerial Crossing | LF | CITY | Water | Pipe | No | Yes | x |  | 1505 | 60 | 60 | #REF!
60 | 150XD | Discontinued | 4", 6", 8", & 12" Ductile Iron Water Pipe - Extra Depth | LF | CITY | Water | Pipe | Yes | No | x
61 |  | 1600S | 20" Steel Water Pipe | LF | CITY | Water | Pipe | No | Yes | x | 160 | 1600 | 20 | 20 | #REF!
62 |  | 1600SP | 20" Steel Water Pipe with Paving | LF | JOINT | Water | Pipe | No | Yes | x | 160 | 1600 | 20 | 20 | #REF! | P
63 |  | 1600V | 24" Steel Water Pipe | LF | CITY | Water | Pipe | No | Yes | x | 160 | 1600 | 24 | 24 | #REF!
64 |  | 1600VP | 24" Steel Water Pipe with Paving | LF | JOINT | Water | Pipe | No | Yes | x | 160 | 1600 | 24 | 24 | #REF! | P
65 |  | 1600Y | 30" Steel Water Pipe | LF | CITY | Water | Pipe | No | Yes | x | 160 | 1600 | 30 | 30 | #REF!
66 |  | 1600YP | 30" Steel Water Pipe with Paving | LF | JOINT | Water | Pipe | No | Yes | x | 160 | 1600 | 30 | 30 | #REF! | P
67 |  | 1600AA | 36" Steel Water Pipe | LF | CITY | Water | Pipe | No | Yes | x | 160 | 1600 | 36 | 36 | #REF!
68 |  | 1600AAP | 36" Steel Water Pipe with Paving | LF | JOINT | Water | Pipe | No | Yes | x | 160 | 1600 | 36 | 36 | #REF! | P
69 |  | 1600AC | 42" Steel Water Pipe | LF | CITY | Water | Pipe | No | Yes | x | 160 | 1600 | 42 | 42 | #REF!
70 |  | 1600ACP | 42" Steel Water Pipe with Paving | LF | JOINT | Water | Pipe | No | Yes | x | 160 | 1600 | 42 | 42 | #REF! | P
71 |  | 1600AE | 48" Steel Water Pipe | LF | CITY | Water | Pipe | No | Yes | x | 160 | 1600 | 48 | 48 | #REF!
72 |  | 1600AEP | 48" Steel Water Pipe with Paving | LF | JOINT | Water | Pipe | No | Yes | x | 160 | 1600 | 48 | 48 | #REF! | P
73 |  | 1600AF | 54" Steel Water Pipe | LF | CITY | Water | Pipe | No | Yes | x | 160 | 1600 | 54 | 54 | #REF!
74 |  | 1600AFP | 54" Steel Water Pipe with Paving | LF | JOINT | Water | Pipe | No | Yes | x | 160 | 1600 | 54 | 54 | #REF! | P
75 |  | 1600AG | 60" Steel Water Pipe | LF | CITY | Water | Pipe | No | Yes | x | 160 | 1600 | 60 | 60 | #REF!
76 |  | 1600AGP | 60" Steel Water Pipe with Paving | LF | JOINT | Water | Pipe | No | Yes | x | 160 | 1600 | 60 | 60 | #REF! | P
77 |  | 1600AH | 66" Steel Water Pipe | LF | CITY | Water | Pipe | No | Yes | x | 160 | 1600 | 66 | 66 | #REF!
78 |  | 1600AHP | 66" Steel Water Pipe with Paving | LF | JOINT | Water | Pipe | No | Yes | x | 160 | 1600 | 66 | 66 | #REF! | P
79 |  | 1600AJ | 72" Steel Water Pipe | LF | CITY | Water | Pipe | No | Yes | x | 160 | 1600 | 72 | 72 | #REF!
80 |  | 1600AJP | 72" Steel Water Pipe with Paving | LF | JOINT | Water | Pipe | No | Yes | x | 160 | 1600 | 72 | 72 | #REF! | P
81 |  | 1600AK | 78" Steel Water Pipe | LF | CITY | Water | Pipe | No | Yes | x | 160 | 1600 | 78 | 78 | #REF!
82 |  | 1600AKP | 78" Steel Water Pipe with Paving | LF | JOINT | Water | Pipe | No | Yes | x | 160 | 1600 | 78 | 78 | #REF! | P
83 |  | 1600AL | 84" Steel Water Pipe | LF | CITY | Water | Pipe | No | Yes | x | 160 | 1600 | 84 | 84 | #REF!
84 |  | 1600ALP | 84" Steel Water Pipe with Paving | LF | JOINT | Water | Pipe | No | Yes | x | 160 | 1600 | 84 | 84 | #REF! | P
85 |  | 1600AM | 90" Steel Water Pipe | LF | CITY | Water | Pipe | No | Yes | x | 160 | 1600 | 90 | 90 | #REF!
86 |  | 1600AMP | 90" Steel Water Pipe with Paving | LF | JOINT | Water | Pipe | No | Yes | x | 160 | 1600 | 90 | 90 | #REF! | P
87 |  | 1600AN | 96" Steel Water Pipe | LF | CITY | Water | Pipe | No | Yes | x | 160 | 1600 | 96 | 96 | #REF!
88 |  | 1600ANP | 96" Steel Water Pipe with Paving | LF | JOINT | Water | Pipe | No | Yes | x | 160 | 1600 | 96 | 96 | #REF! | P
89 |  | 1600AQ | 102" Steel Water Pipe | LF | CITY | Water | Pipe | No | Yes | x | 160 | 1600 | 102 | 102 | #REF!
90 |  | 1600AQP | 102" Steel Water Pipe with Paving | LF | JOINT | Water | Pipe | No | Yes | x | 160 | 1600 | 102 | 102 | #REF! | P
91 |  | 1600AR | 108" Steel Water Pipe | LF | CITY | Water | Pipe | No | Yes | x | 160 | 1600 | 108 | 108 | #REF!
92 |  | 1600ARP | 108" Steel Water Pipe with Paving | LF | JOINT | Water | Pipe | No | Yes | x | 160 | 1600 | 108 | 108 | #REF! | P
93 |  | 1600AS | 114" Steel Water Pipe | LF | CITY | Water | Pipe | No | Yes | x | 160 | 1600 | 114 | 114 | #REF!
94 |  | 1600ASP | 114" Steel Water Pipe with Paving | LF | JOINT | Water | Pipe | No | Yes | x | 160 | 1600 | 114 | 114 | #REF! | P
95 |  | 1600AU | 120" Steel Water Pipe | LF | CITY | Water | Pipe | No | Yes | x | 160 | 1600 | 120 | 120 | #REF!
96 |  | 1600AUP | 120" Steel Water Pipe with Paving | LF | JOINT | Water | Pipe | No | Yes | x | 160 | 1600 | 120 | 120 | #REF! | P
97 |  | 1600AV | 126" Steel Water Pipe | LF | CITY | Water | Pipe | No | Yes | x | 160 | 1600 | 126 | 126 | #REF!
98 |  | 1600AVP | 126" Steel Water Pipe with Paving | LF | JOINT | Water | Pipe | No | Yes | x | 160 | 1600 | 126 | 126 | #REF! | P
99 |  | 1600AW | 132" Steel Water Pipe | LF | CITY | Water | Pipe | No | Yes | x | 160 | 1600 | 132 | 132 | #REF!
100 |  | 1600AWP | 132" Steel Water Pipe with Paving | LF | JOINT | Water | Pipe | No | Yes | x | 160 | 1600 | 132 | 132 | #REF! | P
101 |  | 1600AY | 138" Steel Water Pipe | LF | CITY | Water | Pipe | No | Yes | x | 160 | 1600 | 138 | 138 | #REF!
102 |  | 1600AYP | 138" Steel Water Pipe with Paving | LF | JOINT | Water | Pipe | No | Yes | x | 160 | 1600 | 138 | 138 | #REF! | P
103 |  | 1600AZ | 144" Steel Water Pipe | LF | CITY | Water | Pipe | No | Yes | x | 160 | 1600 | 144 | 144 | #REF!
104 |  | 1600AZP | 144" Steel Water Pipe with Paving | LF | JOINT | Water | Pipe | No | Yes | x | 160 | 1600 | 144 | 144 | #REF! | P
105 | 180AA | 1800D | 2" PVC Water Pipe | LF | CITY | Water | Pipe | Yes | Yes | x | 180 | 1800 | 2 | 2 | #REF!
106 | 180A | 1800F | 4" PVC Water Pipe | LF | CITY | Water | Pipe | Yes | Yes | x | 180 | 1800 | 4 | 4 | #REF!
107 | 180AP | 1800FP | 4" PVC Water Pipe with Paving | LF | JOINT | Water | Pipe | Yes | Yes | x | 180 | 1800 | 4 | 4 | #REF! | P
108 | 180B | 1800H | 6" PVC Water Pipe | LF | CITY | Water | Pipe | Yes | Yes | x | 180 | 1800 | 6 | 6 | #REF!
109 | 180BP | 1800HP | 6" PVC Water Pipe with Paving | LF | JOINT | Water | Pipe | Yes | Yes | x | 180 | 1800 | 6 | 6 | #REF! | P
110 | 180C | 1800J | 8" PVC Water Pipe | LF | CITY | Water | Pipe | Yes | Yes | x | 180 | 1800 | 8 | 8 | #REF!
111 | 180CP | 1800JP | 8" PVC Water Pipe with Paving | LF | JOINT | Water | Pipe | Yes | Yes | x | 180 | 1800 | 8 | 8 | #REF! | P
112 | 180D | 1800K | 10" PVC Water Pipe | LF | CITY | Water | Pipe | Yes | Yes | x | 180 | 1800 | 10 | 10 | #REF!
113 | 180DP | 1800KP | 10" PVC Water Pipe with Paving | LF | JOINT | Water | Pipe | Yes | Yes | x | 180 | 1800 | 10 | 10 | #REF! | P
114 | 180E | 1800L | 12" PVC Water Pipe | LF | CITY | Water | Pipe | Yes | Yes | x | 180 | 1800 | 12 | 12 | #REF!
115 | 180EP | 1800LP | 12" PVC Water Pipe with Paving | LF | JOINT | Water | Pipe | Yes | Yes | x | 180 | 1800 | 12 | 12 | #REF! | P
116 | 180E | 1805Q | 16" PVC Water Pipe | LF | CITY | Water | Pipe | Yes | Yes | x | 180 | 1805 | 16 | 16 | #REF!
117 | 180EP | 1805QP | 16" PVC Water Pipe with Paving | LF | JOINT | Water | Pipe | Yes | Yes | x | 180 | 1805 | 16 | 16 | #REF! | P
118 |  | 1810F | 4" Fusible PVC Water Pipe | LF | CITY | Water | Pipe | No | Yes | x |  | 1810 | 4 | 4 | #REF!
119 |  | 1810FP | 4" Fusible PVC Water Pipe with Paving | LF | JOINT | Water | Pipe | No | Yes | x |  | 1810 | 4 | 4 | #REF! | P
120 |  | 1810H | 6" Fusible PVC Water Pipe | LF | CITY | Water | Pipe | No | Yes | x |  | 1810 | 6 | 6 | #REF!
121 |  | 1810HP | 6" Fusible PVC Water Pipe with Paving | LF | JOINT | Water | Pipe | No | Yes | x |  | 1810 | 6 | 6 | #REF! | P
122 |  | 1810J | 8" Fusible PVC Water Pipe | LF | CITY | Water | Pipe | No | Yes | x |  | 1810 | 8 | 8 | #REF!
123 |  | 1810JP | 8" Fusible PVC Water Pipe with Paving | LF | JOINT | Water | Pipe | No | Yes | x |  | 1810 | 8 | 8 | #REF! | P
124 |  | 1810L | 12" Fusible PVC Water Pipe | LF | CITY | Water | Pipe | No | Yes | x |  | 1810 | 12 | 12 | #REF!
125 |  | 1810LP | 12" Fusible PVC Water Pipe with Paving | LF | JOINT | Water | Pipe | No | Yes | x |  | 1810 | 12 | 12 | #REF! | P
126 |  | 1810Q | 16" Fusible PVC Water Pipe | LF | CITY | Water | Pipe | No | Yes | x |  | 1810 | 16 | 16 | #REF!
127 |  | 1810QP | 16" Fusible PVC Water Pipe with Paving | LF | JOINT | Water | Pipe | No | Yes | x |  | 1810 | 16 | 16 | #REF! | P
128 |  | 1810R | 18" Fusible PVC Water Pipe | LF | CITY | Water | Pipe | No | Yes | x |  | 1810 | 18 | 18 | #REF!
129 |  | 1810RP | 18" Fusible PVC Water Pipe with Paving | LF | JOINT | Water | Pipe | No | Yes | x |  | 1810 | 18 | 18 | #REF! | P
130 |  | 1820F | 4" Restrained Joint PVC Water Pipe | LF | CITY | Water | Pipe | No | Yes | x |  | 1820 | 4 | 4 | #REF!
131 |  | 1820FP | 4" Restrained Joint PVC Water Pipe with Paving | LF | JOINT | Water | Pipe | No | Yes | x |  | 1820 | 4 | 4 | #REF! | P
132 |  | 1820H | 6" Restrained Joint PVC Water Pipe | LF | CITY | Water | Pipe | No | Yes | x |  | 1820 | 6 | 6 | #REF!
133 |  | 1820HP | 6" Restrained Joint PVC Water Pipe with Paving | LF | JOINT | Water | Pipe | No | Yes | x |  | 1820 | 6 | 6 | #REF! | P
134 |  | 1820J | 8" Restrained Joint PVC Water Pipe | LF | CITY | Water | Pipe | No | Yes | x |  | 1820 | 8 | 8 | #REF!
135 |  | 1820JP | 8" Restrained Joint PVC Water Pipe with Paving | LF | JOINT | Water | Pipe | No | Yes | x |  | 1820 | 8 | 8 | #REF! | P
136 |  | 1820L | 12" Restrained Joint PVC Water Pipe | LF | CITY | Water | Pipe | No | Yes | x |  | 1820 | 12 | 12 | #REF!
137 |  | 1820LP | 12" Restrained Joint PVC Water Pipe with Paving | LF | JOINT | Water | Pipe | No | Yes | x |  | 1820 | 12 | 12 | #REF! | P
138 | 180XD | Discontinued | 6", 8", 10" & 12" PVC Water Pipe - Extra Depth | LF | CITY | Water | Pipe | Yes | No | x
139 | 190AP | 1900FP | 4" PVC or Ductile Iron Water Pipe with Paving | LF | JOINT | Water | Pipe | Yes | Yes | x | 190 | 1900 | 4 | 4 | #REF! | P
140 | 190BP | 1900HP | 6" PVC or Ductile Iron Water Pipe with Paving | LF | JOINT | Water | Pipe | Yes | Yes | x | 190 | 1900 | 6 | 6 | #REF! | P
141 | 190CP | 1900JP | 8" PVC or Ductile Iron Water Pipe with Paving | LF | JOINT | Water | Pipe | Yes | Yes | x | 190 | 1900 | 8 | 8 | #REF! | P
142 | 190DP | 1900KP | 10" PVC or Ductile Iron Water Pipe with Paving | LF | JOINT | Water | Pipe | Yes | Yes | x | 190 | 1900 | 10 | 10 | #REF! | P
143 | 190EP | 1900LP | 12" PVC or Ductile Iron Water Pipe with Paving | LF | JOINT | Water | Pipe | Yes | Yes | x | 190 | 1900 | 12 | 12 | #REF! | P
144 | 200A | 2000K | 10" Bar-Wrapped Concrete Cylinder Pipe | LF | CITY | Water | Pipe | Yes | Yes | x | 200 | 2000 | 10 | 10 | #REF!
145 | 200AP | 2000KP | 10" Bar-Wrapped Concrete Cylinder Pipe with Paving | LF | JOINT | Water | Pipe | Yes | Yes | x | 200 | 2000 | 10 | 10 | #REF! | P
146 | 200B | 2000L | 12" Bar-Wrapped Concrete Cylinder Pipe | LF | CITY | Water | Pipe | Yes | Yes | x | 200 | 2000 | 12 | 12 | #REF!
147 | 200BP | 2000LP | 12" Bar-Wrapped Concrete Cylinder Pipe with Paving | LF | JOINT | Water | Pipe | Yes | Yes | x | 200 | 2000 | 12 | 12 | #REF! | P
148 | 200C | 2000M | 14" Bar-Wrapped Concrete Cylinder Pipe | LF | CITY | Water | Pipe | Yes | Yes | x | 200 | 2000 | 14 | 14 | #REF!
149 | 200CP | 2000MP | 14" Bar-Wrapped Concrete Cylinder Pipe with Paving | LF | JOINT | Water | Pipe | Yes | Yes | x | 200 | 2000 | 14 | 14 | #REF! | P
150 | 200D | 2000Q | 16" Bar-Wrapped Concrete Cylinder Pipe | LF | CITY | Water | Pipe | Yes | Yes | x | 200 | 2000 | 16 | 16 | #REF!
151 | 200DP | 2000QP | 16" Bar-Wrapped Concrete Cylinder Pipe with Paving | LF | JOINT | Water | Pipe | Yes | Yes | x | 200 | 2000 | 16 | 16 | #REF! | P
152 | 200E | 2000R | 18" Bar-Wrapped Concrete Cylinder Pipe | LF | CITY | Water | Pipe | Yes | Yes | x | 200 | 2000 | 18 | 18 | #REF!
153 | 200EP | 2000RP | 18" Bar-Wrapped Concrete Cylinder Pipe with Paving | LF | JOINT | Water | Pipe | Yes | Yes | x | 200 | 2000 | 18 | 18 | #REF! | P
154 | 200F | 2000S | 20" Bar-Wrapped Concrete Cylinder Pipe | LF | CITY | Water | Pipe | Yes | Yes | x | 200 | 2000 | 20 | 20 | #REF!
155 | 200FP | 2000SP | 20" Bar-Wrapped Concrete Cylinder Pipe with Paving | LF | JOINT | Water | Pipe | Yes | Yes | x | 200 | 2000 | 20 | 20 | #REF! | P
156 | 200G | 2000V | 24" Bar-Wrapped Concrete Cylinder Pipe | LF | CITY | Water | Pipe | Yes | Yes | x | 200 | 2000 | 24 | 24 | #REF!
157 | 200GP | 2000VP | 24" Bar-Wrapped Concrete Cylinder Pipe with Paving | LF | JOINT | Water | Pipe | Yes | Yes | x | 200 | 2000 | 24 | 24 | #REF! | P
158 | 200H | 2000W | 27" Bar-Wrapped Concrete Cylinder Pipe | LF | CITY | Water | Pipe | Yes | Yes | x | 200 | 2000 | 27 | 27 | #REF!
159 | 200HP | 2000WP | 27" Bar-Wrapped Concrete Cylinder Pipe with Paving | LF | JOINT | Water | Pipe | Yes | Yes | x | 200 | 2000 | 27 | 27 | #REF! | P
160 | 200I | 2000Y | 30" Bar-Wrapped Concrete Cylinder Pipe | LF | CITY | Water | Pipe | Yes | Yes | x | 200 | 2000 | 30 | 30 | #REF!
161 | 200IP | 2000YP | 30" Bar-Wrapped Concrete Cylinder Pipe with Paving | LF | JOINT | Water | Pipe | Yes | Yes | x | 200 | 2000 | 30 | 30 | #REF! | P
162 | 200J | 2000AA | 36" Bar-Wrapped Concrete Cylinder Pipe | LF | CITY | Water | Pipe | Yes | Yes | x | 200 | 2000 | 36 | 36 | #REF!
163 | 200JP | 2000AAP | 36" Bar-Wrapped Concrete Cylinder Pipe with Paving | LF | JOINT | Water | Pipe | Yes | Yes | x | 200 | 2000 | 36 | 36 | #REF! | P
164 | 200K | 2000AC | 42" Bar-Wrapped Concrete Cylinder Pipe | LF | CITY | Water | Pipe | Yes | Yes | x | 200 | 2000 | 42 | 42 | #REF!
165 | 200KP | 2000ACP | 42" Bar-Wrapped Concrete Cylinder Pipe with Paving | LF | JOINT | Water | Pipe | Yes | Yes | x | 200 | 2000 | 42 | 42 | #REF! | P
166 | 200L | 2000AE | 48" Bar-Wrapped Concrete Cylinder Pipe | LF | CITY | Water | Pipe | Yes | Yes | x | 200 | 2000 | 48 | 48 | #REF!
167 | 200LP | 2000AEP | 48" Bar-Wrapped Concrete Cylinder Pipe with Paving | LF | JOINT | Water | Pipe | Yes | Yes | x | 200 | 2000 | 48 | 48 | #REF! | P
168 | 201A | 2010Q | 16" Prestressed Concrete Cylinder Pipe | LF | CITY | Water | Pipe | Yes | Yes | x | 201 | 2010 | 16 | 16 | #REF!
169 | 201AP | 2010QP | 16" Prestressed Concrete Cylinder Pipe with Paving | LF | JOINT | Water | Pipe | Yes | Yes | x | 201 | 2010 | 16 | 16 | #REF! | P
170 | 201B | 2010R | 18" Prestressed Concrete Cylinder Pipe | LF | CITY | Water | Pipe | Yes | Yes | x | 201 | 2010 | 18 | 18 | #REF!
171 | 201BP | 2010RP | 18" Prestressed Concrete Cylinder Pipe with Paving | LF | JOINT | Water | Pipe | Yes | Yes | x | 201 | 2010 | 18 | 18 | #REF! | P
172 | 201C | 2010S | 20" Prestressed Concrete Cylinder Pipe | LF | CITY | Water | Pipe | Yes | Yes | x | 201 | 2010 | 20 | 20 | #REF!
173 | 201CP | 2010SP | 20" Prestressed Concrete Cylinder Pipe with Paving | LF | JOINT | Water | Pipe | Yes | Yes | x | 201 | 2010 | 20 | 20 | #REF! | P
174 | 201D | 2010V | 24" Prestressed Concrete Cylinder Pipe | LF | CITY | Water | Pipe | Yes | Yes | x | 201 | 2010 | 24 | 24 | #REF!
175 | 201DP | 2010VP | 24" Prestressed Concrete Cylinder Pipe with Paving | LF | JOINT | Water | Pipe | Yes | Yes | x | 201 | 2010 | 24 | 24 | #REF! | P
176 | 201E | 2010Y | 30" Prestressed Concrete Cylinder Pipe | LF | CITY | Water | Pipe | Yes | Yes | x | 201 | 2010 | 30 | 30 | #REF!
177 | 201EP | 2010YP | 30" Prestressed Concrete Cylinder Pipe with Paving | LF | JOINT | Water | Pipe | Yes | Yes | x | 201 | 2010 | 30 | 30 | #REF! | P
178 | 201F | 2010AA | 36" Prestressed Concrete Cylinder Pipe | LF | CITY | Water | Pipe | Yes | Yes | x | 201 | 2010 | 36 | 36 | #REF!
179 | 201FP | 2010AAP | 36" Prestressed Concrete Cylinder Pipe with Paving | LF | JOINT | Water | Pipe | Yes | Yes | x | 201 | 2010 | 36 | 36 | #REF! | P
180 | 201G | 2010AC | 42" Prestressed Concrete Cylinder Pipe | LF | CITY | Water | Pipe | Yes | Yes | x | 201 | 2010 | 42 | 42 | #REF!
181 | 201GP | 2010ACP | 42" Prestressed Concrete Cylinder Pipe with Paving | LF | JOINT | Water | Pipe | Yes | Yes | x | 201 | 2010 | 42 | 42 | #REF! | P
182 | 201H | 2010AE | 48" Prestressed Concrete Cylinder Pipe | LF | CITY | Water | Pipe | Yes | Yes | x | 201 | 2010 | 48 | 48 | #REF!
183 | 201HP | 2010AEP | 48" Prestressed Concrete Cylinder Pipe with Paving | LF | JOINT | Water | Pipe | Yes | Yes | x | 201 | 2010 | 48 | 48 | #REF! | P
184 | 201I | 2010AF | 54" Prestressed Concrete Cylinder Pipe | LF | CITY | Water | Pipe | Yes | Yes | x | 201 | 2010 | 54 | 54 | #REF!
185 | 201IP | 2010AFP | 54" Prestressed Concrete Cylinder Pipe with Paving | LF | JOINT | Water | Pipe | Yes | Yes | x | 201 | 2010 | 54 | 54 | #REF! | P
186 | 201J | 2010AG | 60" Prestressed Concrete Cylinder Pipe | LF | CITY | Water | Pipe | Yes | Yes | x | 201 | 2010 | 60 | 60 | #REF!
187 | 201JP | 2010AGP | 60" Prestressed Concrete Cylinder Pipe with Paving | LF | JOINT | Water | Pipe | Yes | Yes | x | 201 | 2010 | 60 | 60 | #REF! | P
188 | 201K | 2010AH | 66" Prestressed Concrete Cylinder Pipe | LF | CITY | Water | Pipe | Yes | Yes | x | 201 | 2010 | 66 | 66 | #REF!
189 | 201KP | 2010AHP | 66" Prestressed Concrete Cylinder Pipe with Paving | LF | JOINT | Water | Pipe | Yes | Yes | x | 201 | 2010 | 66 | 66 | #REF! | P
190 | 201L | 2010AJ | 72" Prestressed Concrete Cylinder Pipe | LF | CITY | Water | Pipe | Yes | Yes | x | 201 | 2010 | 72 | 72 | #REF!
191 | 201LP | 2010AJP | 72" Prestressed Concrete Cylinder Pipe with Paving | LF | JOINT | Water | Pipe | Yes | Yes | x | 201 | 2010 | 72 | 72 | #REF! | P
192 | 201M | 2010AK | 78" Prestressed Concrete Cylinder Pipe | LF | CITY | Water | Pipe | Yes | Yes | x | 201 | 2010 | 78 | 78 | #REF!
193 | 201MP | 2010AKP | 78" Prestressed Concrete Cylinder Pipe with Paving | LF | JOINT | Water | Pipe | Yes | Yes | x | 201 | 2010 | 78 | 78 | #REF! | P
194 | 201N | 2010AL | 84" Prestressed Concrete Cylinder Pipe | LF | CITY | Water | Pipe | Yes | Yes | x | 201 | 2010 | 84 | 84 | #REF!
195 | 201NP | 2010ALP | 84" Prestressed Concrete Cylinder Pipe with Paving | LF | JOINT | Water | Pipe | Yes | Yes | x | 201 | 2010 | 84 | 84 | #REF! | P
196 | 201O | 2010AM | 90" Prestressed Concrete Cylinder Pipe | LF | CITY | Water | Pipe | Yes | Yes | x | 201 | 2010 | 90 | 90 | #REF!
197 | 201OP | 2010AMP | 90" Prestressed Concrete Cylinder Pipe with Paving | LF | JOINT | Water | Pipe | Yes | Yes | x | 201 | 2010 | 90 | 90 | #REF! | P
198 | 201P | 2010AN | 96" Prestressed Concrete Cylinder Pipe | LF | CITY | Water | Pipe | Yes | Yes | x | 201 | 2010 | 96 | 96 | #REF!
199 | 201PP | 2010ANP | 96" Prestressed Concrete Cylinder Pipe with Paving | LF | JOINT | Water | Pipe | Yes | Yes | x | 201 | 2010 | 96 | 96 | #REF! | P
200 | 201Q | 2010AQ | 102" Prestressed Concrete Cylinder Pipe | LF | CITY | Water | Pipe | Yes | Yes | x | 201 | 2010 | 102 | 102 | #REF!
201 | 201QP | 2010AQP | 102" Prestressed Concrete Cylinder Pipe with Paving | LF | JOINT | Water | Pipe | Yes | Yes | x | 201 | 2010 | 102 | 102 | #REF! | P
202 | 201R | 2010AR | 108" Prestressed Concrete Cylinder Pipe | LF | CITY | Water | Pipe | Yes | Yes | x | 201 | 2010 | 108 | 108 | #REF!
203 | 201RP | 2010ARP | 108" Prestressed Concrete Cylinder Pipe with Paving | LF | JOINT | Water | Pipe | Yes | Yes | x | 201 | 2010 | 108 | 108 | #REF! | P
204 | 201S | 2010AS | 114" Prestressed Concrete Cylinder Pipe | LF | CITY | Water | Pipe | Yes | Yes | x | 201 | 2010 | 114 | 114 | #REF!
205 | 201SP | 2010ASP | 114" Prestressed Concrete Cylinder Pipe with Paving | LF | JOINT | Water | Pipe | Yes | Yes | x | 201 | 2010 | 114 | 114 | #REF! | P
206 | 201T | 2010AU | 120" Prestressed Concrete Cylinder Pipe | LF | CITY | Water | Pipe | Yes | Yes | x | 201 | 2010 | 120 | 120 | #REF!
207 | 201TP | 2010AUP | 120" Prestressed Concrete Cylinder Pipe with Paving | LF | JOINT | Water | Pipe | Yes | Yes | x | 201 | 2010 | 120 | 120 | #REF! | P
208 | 201U | 2010AV | 126" Prestressed Concrete Cylinder Pipe | LF | CITY | Water | Pipe | Yes | Yes | x | 201 | 2010 | 126 | 126 | #REF!
209 | 201UP | 2010AVP | 126" Prestressed Concrete Cylinder Pipe with Paving | LF | JOINT | Water | Pipe | Yes | Yes | x | 201 | 2010 | 126 | 126 | #REF! | P
210 | 201V | 2010AW | 132" Prestressed Concrete Cylinder Pipe | LF | CITY | Water | Pipe | Yes | Yes | x | 201 | 2010 | 132 | 132 | #REF!
211 | 201VP | 2010AWP | 132" Prestressed Concrete Cylinder Pipe with Paving | LF | JOINT | Water | Pipe | Yes | Yes | x | 201 | 2010 | 132 | 132 | #REF! | P
212 | 201W | 2010AY | 138" Prestressed Concrete Cylinder Pipe | LF | CITY | Water | Pipe | Yes | Yes | x | 201 | 2010 | 138 | 138 | #REF!
213 | 201WP | 2010AYP | 138" Prestressed Concrete Cylinder Pipe with Paving | LF | JOINT | Water | Pipe | Yes | Yes | x | 201 | 2010 | 138 | 138 | #REF! | P
214 | 201X | 2010AZ | 144" Prestressed Concrete Cylinder Pipe | LF | CITY | Water | Pipe | Yes | Yes | x | 201 | 2010 | 144 | 144 | #REF!
215 | 201XP | 2010AZP | 144" Prestressed Concrete Cylinder Pipe with Paving | LF | JOINT | Water | Pipe | Yes | Yes | x | 201 | 2010 | 144 | 144 | #REF! | P
216 |  | 2100HX | 6" Extra Depth Water Pipe (+20') | LF | ALL | Water | Excavation | No | Yes | x |  | 2100 | 6 | 6 | #REF! |  | X
217 |  | 2100JX | 8" Extra Depth Water Pipe (+20') | LF | ALL | Water | Excavation | No | Yes | x |  | 2100 | 8 | 8 | #REF! |  | X
218 |  | 2100KX | 10" Extra Depth Water Pipe (+20') | LF | ALL | Water | Excavation | No | Yes | x |  | 2100 | 10 | 10 | #REF! |  | X
219 |  | 2100LX | 12" Extra Depth Water Pipe (+20') | LF | ALL | Water | Excavation | No | Yes | x |  | 2100 | 12 | 12 | #REF! |  | X
220 |  | 2100MX | 14" Extra Depth Water Pipe (+20') | LF | ALL | Water | Excavation | No | Yes | x |  | 2100 | 14 | 14 | #REF! |  | X
221 |  | 2100QX | 16" Extra Depth Water Pipe (+20') | LF | ALL | Water | Excavation | No | Yes | x |  | 2100 | 16 | 16 | #REF! |  | X
222 |  | 2100RX | 18" Extra Depth Water Pipe (+20') | LF | ALL | Water | Excavation | No | Yes | x |  | 2100 | 18 | 18 | #REF! |  | X
223 |  | 2100SX | 20" Extra Depth Water Pipe (+20') | LF | ALL | Water | Excavation | No | Yes | x |  | 2100 | 20 | 20 | #REF! |  | X
224 |  | 2100VX | 24" Extra Depth Water Pipe (+20') | LF | ALL | Water | Excavation | No | Yes | x |  | 2100 | 24 | 24 | #REF! |  | X
225 |  | 2100WX | 27" Extra Depth Water Pipe (+20') | LF | ALL | Water | Excavation | No | Yes | x |  | 2100 | 27 | 27 | #REF! |  | X
226 |  | 2100YX | 30" Extra Depth Water Pipe (+20') | LF | ALL | Water | Excavation | No | Yes | x |  | 2100 | 30 | 30 | #REF! |  | X
227 |  | 2100AAX | 36" Extra Depth Water Pipe (+20') | LF | ALL | Water | Excavation | No | Yes | x |  | 2100 | 36 | 36 | #REF! |  | X
228 |  | 2100ACX | 42" Extra Depth Water Pipe (+20') | LF | ALL | Water | Excavation | No | Yes | x |  | 2100 | 42 | 42 | #REF! |  | X
229 |  | 2100AEX | 48" Extra Depth Water Pipe (+20') | LF | ALL | Water | Excavation | No | Yes | x |  | 2100 | 48 | 48 | #REF! |  | X
230 |  | 2100AFX | 54" Extra Depth Water Pipe (+20') | LF | ALL | Water | Excavation | No | Yes | x |  | 2100 | 54 | 54 | #REF! |  | X
231 |  | 2100AGX | 60" Extra Depth Water Pipe (+20') | LF | ALL | Water | Excavation | No | Yes | x |  | 2100 | 60 | 60 | #REF! |  | X
232 |  | 2100AHX | 66" Extra Depth Water Pipe (+20') | LF | ALL | Water | Excavation | No | Yes | x |  | 2100 | 66 | 66 | #REF! |  | X
233 |  | 2100AJX | 72" Extra Depth Water Pipe (+20') | LF | ALL | Water | Excavation | No | Yes | x |  | 2100 | 72 | 72 | #REF! |  | X
234 |  | 2100AKX | 78" Extra Depth Water Pipe (+20') | LF | ALL | Water | Excavation | No | Yes | x |  | 2100 | 78 | 78 | #REF! |  | X
235 |  | 2100ALX | 84" Extra Depth Water Pipe (+20') | LF | ALL | Water | Excavation | No | Yes | x |  | 2100 | 84 | 84 | #REF! |  | X
236 |  | 2100AMX | 90" Extra Depth Water Pipe (+20') | LF | ALL | Water | Excavation | No | Yes | x |  | 2100 | 90 | 90 | #REF! |  | X
237 |  | 2100ANX | 96" Extra Depth Water Pipe (+20') | LF | ALL | Water | Excavation | No | Yes | x |  | 2100 | 96 | 96 | #REF! |  | X
238 |  | 2100AQX | 102" Extra Depth Water Pipe (+20') | LF | ALL | Water | Excavation | No | Yes | x |  | 2100 | 102 | 102 | #REF! |  | X
239 |  | 2100ARX | 108" Extra Depth Water Pipe (+20') | LF | ALL | Water | Excavation | No | Yes | x |  | 2100 | 108 | 108 | #REF! |  | X
240 |  | 2100ASX | 114" Extra Depth Water Pipe (+20') | LF | ALL | Water | Excavation | No | Yes | x |  | 2100 | 114 | 114 | #REF! |  | X
241 |  | 2100AUX | 120" Extra Depth Water Pipe (+20') | LF | ALL | Water | Excavation | No | Yes | x |  | 2100 | 120 | 120 | #REF! |  | X
242 |  | 2100AWX | 132" Extra Depth Water Pipe (+20') | LF | ALL | Water | Excavation | No | Yes | x |  | 2100 | 132 | 132 | #REF! |  | X
243 |  | 2100AYX | 138" Extra Depth Water Pipe (+20') | LF | ALL | Water | Excavation | No | Yes | x |  | 2100 | 138 | 138 | #REF! |  | X
244 |  | 2100AZX | 144" Extra Depth Water Pipe (+20') | LF | ALL | Water | Excavation | No | Yes | x |  | 2100 | 144 | 144 | #REF! |  | X
245 | 300A | 3000H | 6" Clay Wastewater Pipe | LF | CITY | Wastewater | Pipe | Yes | Yes | x | 300 | 3000 | 6 | 6 | #REF!
246 | 300AP | 3000HP | 6" Clay Wastewater Pipe with Paving | LF | JOINT | Wastewater | Pipe | Yes | Yes | x | 300 | 3000 | 6 | 6 | #REF! | P
247 | 300B | 3000J | 8" Clay Wastewater Pipe | LF | CITY | Wastewater | Pipe | Yes | Yes | x | 300 | 3000 | 8 | 8 | #REF!
248 | 300BP | 3000JP | 8" Clay Wastewater Pipe with Paving | LF | JOINT | Wastewater | Pipe | Yes | Yes | x | 300 | 3000 | 8 | 8 | #REF! | P
249 | 300C | 3000K | 10" Clay Wastewater Pipe | LF | CITY | Wastewater | Pipe | Yes | Yes | x | 300 | 3000 | 10 | 10 | #REF!
250 | 300CP | 3000KP | 10" Clay Wastewater Pipe with Paving | LF | JOINT | Wastewater | Pipe | Yes | Yes | x | 300 | 3000 | 10 | 10 | #REF! | P
251 | 300D | 3000L | 12" Clay Wastewater Pipe | LF | CITY | Wastewater | Pipe | Yes | Yes | x | 300 | 3000 | 12 | 12 | #REF!
252 | 300DP | 3000LP | 12" Clay Wastewater Pipe with Paving | LF | JOINT | Wastewater | Pipe | Yes | Yes | x | 300 | 3000 | 12 | 12 | #REF! | P
253 | 300E | 3000N | 15" Clay Wastewater Pipe | LF | CITY | Wastewater | Pipe | Yes | Yes | x | 300 | 3000 | 15 | 15 | #REF!
254 | 300EP | 3000NP | 15" Clay Wastewater Pipe with Paving | LF | JOINT | Wastewater | Pipe | Yes | Yes | x | 300 | 3000 | 15 | 15 | #REF! | P
255 | 300F | 3000R | 18" Clay Wastewater Pipe | LF | CITY | Wastewater | Pipe | Yes | Yes | x | 300 | 3000 | 18 | 18 | #REF!
256 | 300FP | 3000RP | 18" Clay Wastewater Pipe with Paving | LF | JOINT | Wastewater | Pipe | Yes | Yes | x | 300 | 3000 | 18 | 18 | #REF! | P
257 | 300G | 3000U | 21" Clay Wastewater Pipe | LF | CITY | Wastewater | Pipe | Yes | Yes | x | 300 | 3000 | 21 | 21 | #REF!
258 | 300GP | 3000UP | 21" Clay Wastewater Pipe with Paving | LF | JOINT | Wastewater | Pipe | Yes | Yes | x | 300 | 3000 | 21 | 21 | #REF! | P
259 | 300H | 3000V | 24" Clay Wastewater Pipe | LF | CITY | Wastewater | Pipe | Yes | Yes | x | 300 | 3000 | 24 | 24 | #REF!
260 | 300HP | 3000VP | 24" Clay Wastewater Pipe with Paving | LF | JOINT | Wastewater | Pipe | Yes | Yes | x | 300 | 3000 | 24 | 24 | #REF! | P
261 | 300X | Discontinued | 6" & 8" Clay Wastewater Pipe - Extra Depth | LF | CITY | Wastewater | Pipe | Yes | No | x | 300
262 | 300XD | Discontinued | 10" & 12" Clay Wastewater Pipe - Extra Depth | LF | CITY | Wastewater | Pipe | Yes | No | x | 300
263 | 310A | 3100H | 6" PVC Wastewater Pipe | LF | CITY | Wastewater | Pipe | Yes | Yes | x | 310 | 3100 | 6 | 6 | #REF!
264 | 310AP | 3100HP | 6" PVC Wastewater Pipe with Paving | LF | JOINT | Wastewater | Pipe | Yes | Yes | x | 310 | 3100 | 6 | 6 | #REF! | P
265 | 310B | 3100J | 8" PVC Wastewater Pipe | LF | CITY | Wastewater | Pipe | Yes | Yes | x | 310 | 3100 | 8 | 8 | #REF!
266 | 310BP | 3100JP | 8" PVC Wastewater Pipe with Paving | LF | JOINT | Wastewater | Pipe | Yes | Yes | x | 310 | 3100 | 8 | 8 | #REF! | P
267 | 310C | 3100K | 10" PVC Wastewater Pipe | LF | CITY | Wastewater | Pipe | Yes | Yes | x | 310 | 3100 | 10 | 10 | #REF!
268 | 310CP | 3100KP | 10" PVC Wastewater Pipe with Paving | LF | JOINT | Wastewater | Pipe | Yes | Yes | x | 310 | 3100 | 10 | 10 | #REF! | P
269 | 310D | 3100L | 12" PVC Wastewater Pipe | LF | CITY | Wastewater | Pipe | Yes | Yes | x | 310 | 3100 | 12 | 12 | #REF!
270 | 310DP | 3100LP | 12" PVC Wastewater Pipe with Paving | LF | JOINT | Wastewater | Pipe | Yes | Yes | x | 310 | 3100 | 12 | 12 | #REF! | P
271 | 310E | 3100N | 15" PVC Wastewater Pipe | LF | CITY | Wastewater | Pipe | Yes | Yes | x | 310 | 3100 | 15 | 15 | #REF!
272 | 310EP | 3100NP | 15" PVC Wastewater Pipe with Paving | LF | JOINT | Wastewater | Pipe | Yes | Yes | x | 310 | 3100 | 15 | 15 | #REF! | P
273 | 310F | 3100R | 18" PVC Wastewater Pipe | LF | CITY | Wastewater | Pipe | Yes | Yes | x | 310 | 3100 | 18 | 18 | #REF!
274 | 310FP | 3100RP | 18" PVC Wastewater Pipe with Paving | LF | JOINT | Wastewater | Pipe | Yes | Yes | x | 310 | 3100 | 18 | 18 | #REF! | P
275 | 310G | 3100U | 21" PVC Wastewater Pipe | LF | CITY | Wastewater | Pipe | Yes | Yes | x | 310 | 3100 | 21 | 21 | #REF!
276 | 310GP | 3100UP | 21" PVC Wastewater Pipe with Paving | LF | JOINT | Wastewater | Pipe | Yes | Yes | x | 310 | 3100 | 21 | 21 | #REF! | P
277 | 310H | 3100V | 24" PVC Wastewater Pipe | LF | CITY | Wastewater | Pipe | Yes | Yes | x | 310 | 3100 | 24 | 24 | #REF!
278 | 310HP | 3100VP | 24" PVC Wastewater Pipe with Paving | LF | JOINT | Wastewater | Pipe | Yes | Yes | x | 310 | 3100 | 24 | 24 | #REF! | P
279 | 310I | 3100W | 27" PVC Wastewater Pipe | LF | CITY | Wastewater | Pipe | Yes | Yes | x | 310 | 3100 | 27 | 27 | #REF!
280 | 310IP | 3100WP | 27" PVC Wastewater Pipe with Paving | LF | JOINT | Wastewater | Pipe | Yes | Yes | x | 310 | 3100 | 27 | 27 | #REF! | P
281 | 310J | 3100Y | 30" PVC Wastewater Pipe | LF | CITY | Wastewater | Pipe | Yes | Yes | x | 310 | 3100 | 30 | 30 | #REF!
282 | 310JP | 3100YP | 30" PVC Wastewater Pipe with Paving | LF | JOINT | Wastewater | Pipe | Yes | Yes | x | 310 | 3100 | 30 | 30 | #REF! | P
283 | 310K | 3100Z | 33" PVC Wastewater Pipe | LF | CITY | Wastewater | Pipe | Yes | Yes | x | 310 | 3100 | 33 | 33 | #REF!
284 | 310KP | 3100ZP | 33" PVC Wastewater Pipe with Paving | LF | JOINT | Wastewater | Pipe | Yes | Yes | x | 310 | 3100 | 33 | 33 | #REF! | P
285 | 310L | 3100AA | 36" PVC Wastewater Pipe | LF | CITY | Wastewater | Pipe | Yes | Yes | x | 310 | 3100 | 36 | 36 | #REF!
286 | 310LP | 3100AAP | 36" PVC Wastewater Pipe with Paving | LF | JOINT | Wastewater | Pipe | Yes | Yes | x | 310 | 3100 | 36 | 36 | #REF! | P
287 | 310M | 3100AB | 39" PVC Wastewater Pipe | LF | CITY | Wastewater | Pipe | Yes | Yes | x | 310 | 3100 | 39 | 39 | #REF!
288 | 310MP | 3100ABP | 39" PVC Wastewater Pipe with Paving | LF | JOINT | Wastewater | Pipe | Yes | Yes | x | 310 | 3100 | 39 | 39 | #REF! | P
289 | 310N | 3100AC | 42" PVC Wastewater Pipe | LF | CITY | Wastewater | Pipe | Yes | Yes | x | 310 | 3100 | 42 | 42 | #REF!
290 | 310NP | 3100ACP | 42" PVC Wastewater Pipe with Paving | LF | JOINT | Wastewater | Pipe | Yes | Yes | x | 310 | 3100 | 42 | 42 | #REF! | P
291 | 310O | 3100AE | 48" PVC Wastewater Pipe | LF | CITY | Wastewater | Pipe | Yes | Yes | x | 310 | 3100 | 48 | 48 | #REF!
292 | 310OP | 3100AEP | 48" PVC Wastewater Pipe with Paving | LF | JOINT | Wastewater | Pipe | Yes | Yes | x | 310 | 3100 | 48 | 48 | #REF! | P
293 | 311A | 3110D | 2" PVC Pressure Rated Wastewater Pipe | LF | CITY | Wastewater | Pipe | Yes | Yes | x | 311 | 3110 | 2 | 2 | #REF!
294 | 311AP | 3110DP | 2" PVC Pressure Rated Wastewater Pipe with Paving | LF | JOINT | Wastewater | Pipe | Yes | Yes | x | 311 | 3110 | 2 | 2 | #REF! | P
295 | 311B | 3110H | 6" PVC Pressure Rated Wastewater Pipe | LF | CITY | Wastewater | Pipe | Yes | Yes | x | 311 | 3110 | 6 | 6 | #REF!
296 | 311BP | 3110HP | 6" PVC Pressure Rated Wastewater Pipe with Paving | LF | JOINT | Wastewater | Pipe | Yes | Yes | x | 311 | 3110 | 6 | 6 | #REF! | P
297 | 311C | 3110J | 8" PVC Pressure Rated Wastewater Pipe | LF | CITY | Wastewater | Pipe | Yes | Yes | x | 311 | 3110 | 8 | 8 | #REF!
298 | 311CP | 3110JP | 8" PVC Pressure Rated Wastewater Pipe with Paving | LF | JOINT | Wastewater | Pipe | Yes | Yes | x | 311 | 3110 | 8 | 8 | #REF! | P
299 | 311D | 3110K | 10" PVC Pressure Rated Wastewater Pipe | LF | CITY | Wastewater | Pipe | Yes | Yes | x | 311 | 3110 | 10 | 10 | #REF!
300 | 311DP | 3110KP | 10" PVC Pressure Rated Wastewater Pipe with Paving | LF | JOINT | Wastewater | Pipe | Yes | Yes | x | 311 | 3110 | 10 | 10 | #REF! | P
301 | 311E | 3110L | 12" PVC Pressure Rated Wastewater Pipe | LF | CITY | Wastewater | Pipe | Yes | Yes | x | 311 | 3110 | 12 | 12 | #REF!
302 | 311EP | 3110LP | 12" PVC Pressure Rated Wastewater Pipe with Paving | LF | JOINT | Wastewater | Pipe | Yes | Yes | x | 311 | 3110 | 12 | 12 | #REF! | P
303 | 311F | Discontinued | 16" PVC Pressure Rated Wastewater Pipe | LF | CITY | Wastewater | Pipe | Yes | No | x
304 | 311FP | Discontinued | 16" PVC Pressure Rated Wastewater Pipe with Paving | LF | JOINT | Wastewater | Pipe | Yes | No | x | [5 empty] | P
305 | 311G | Discontinued | 18" PVC Pressure Rated Wastewater Pipe | LF | CITY | Wastewater | Pipe | Yes | No | x
306 | 311GP | Discontinued | 18" PVC Pressure Rated Wastewater Pipe with Paving | LF | JOINT | Wastewater | Pipe | Yes | No | x | [5 empty] | P
307 | 311H | Discontinued | 20" PVC Pressure Rated Wastewater Pipe | LF | CITY | Wastewater | Pipe | Yes | No | x
308 | 311HP | Discontinued | 20" PVC Pressure Rated Wastewater Pipe with Paving | LF | JOINT | Wastewater | Pipe | Yes | No | x | [5 empty] | P
309 | 311I | Discontinued | 24" PVC Pressure Rated Wastewater Pipe | LF | CITY | Wastewater | Pipe | Yes | No | x
310 | 311IP | Discontinued | 24" PVC Pressure Rated Wastewater Pipe with Paving | LF | JOINT | Wastewater | Pipe | Yes | No | x | [5 empty] | P
311 | 311J | Discontinued | 27" PVC Pressure Rated Wastewater Pipe | LF | CITY | Wastewater | Pipe | Yes | No | x
312 | 311JP | Discontinued | 27" PVC Pressure Rated Wastewater Pipe with Paving | LF | JOINT | Wastewater | Pipe | Yes | No | x | [5 empty] | P
313 | 311K | Discontinued | 30" PVC Pressure Rated Wastewater Pipe | LF | CITY | Wastewater | Pipe | Yes | No | x
314 | 311KP | Discontinued | 30" PVC Pressure Rated Wastewater Pipe with Paving | LF | JOINT | Wastewater | Pipe | Yes | No | x | [5 empty] | P
315 | 311L | Discontinued | 33" PVC Pressure Rated Wastewater Pipe | LF | CITY | Wastewater | Pipe | Yes | No | x
316 | 311LP | Discontinued | 33" PVC Pressure Rated Wastewater Pipe with Paving | LF | JOINT | Wastewater | Pipe | Yes | No | x | [5 empty] | P
317 | 311M | Discontinued | 36" PVC Pressure Rated Wastewater Pipe | LF | CITY | Wastewater | Pipe | Yes | No | x
318 | 311MP | Discontinued | 36" PVC Pressure Rated Wastewater Pipe with Paving | LF | JOINT | Wastewater | Pipe | Yes | No | x | [5 empty] | P
319 | 311N | Discontinued | 39" PVC Pressure Rated Wastewater Pipe | LF | CITY | Wastewater | Pipe | Yes | No | x
320 | 311NP | Discontinued | 39" PVC Pressure Rated Wastewater Pipe with Paving | LF | JOINT | Wastewater | Pipe | Yes | No | x | [5 empty] | P
321 | 311X | Discontinued | 6" & 8" PVC Pressure Rated Wastewater Pipe - Extra Depth | LF | CITY | Wastewater | Pipe | Yes | No | x
322 | 311XD | Discontinued | 10" & 12" PVC Pressure Rated Wastewater Pipe - Extra Depth | LF | CITY | Wastewater | Pipe | Yes | No | x
323 | 312A | Discontinued | 6" PVC Pressure Rated Wastewater Pipe (Alternate) | LF | CITY | Wastewater | Pipe | Yes | No | x
324 | 312B | Discontinued | 8" PVC Pressure Rated Wastewater Pipe (Alternate) | LF | CITY | Wastewater | Pipe | Yes | No | x
325 | 312C | Discontinued | 10" PVC Pressure Rated Wastewater Pipe (Alternate) | LF | CITY | Wastewater | Pipe | Yes | No | x
326 | 312D | Discontinued | 12" PVC Pressure Rated Wastewater Pipe (Alternate) | LF | CITY | Wastewater | Pipe | Yes | No | x
327 | 312E | Discontinued | 16" PVC Pressure Rated Wastewater Pipe (Alternate) | LF | CITY | Wastewater | Pipe | Yes | No | x
328 | 312F | Discontinued | 18" PVC Pressure Rated Wastewater Pipe (Alternate) | LF | CITY | Wastewater | Pipe | Yes | No | x
329 | 312G | Discontinued | 20" PVC Pressure Rated Wastewater Pipe (Alternate) | LF | CITY | Wastewater | Pipe | Yes | No | x
330 | 312H | Discontinued | 24" PVC Pressure Rated Wastewater Pipe (Alternate) | LF | CITY | Wastewater | Pipe | Yes | No | x
331 | 312I | Discontinued | 27" PVC Pressure Rated Wastewater Pipe (Alternate) | LF | CITY | Wastewater | Pipe | Yes | No | x
332 | 312J | Discontinued | 30" PVC Pressure Rated Wastewater Pipe (Alternate) | LF | CITY | Wastewater | Pipe | Yes | No | x
333 | 312K | Discontinued | 33" PVC Pressure Rated Wastewater Pipe (Alternate) | LF | CITY | Wastewater | Pipe | Yes | No | x
334 | 312L | Discontinued | 36" PVC Pressure Rated Wastewater Pipe (Alternate) | LF | CITY | Wastewater | Pipe | Yes | No | x
335 | 312M | Discontinued | 39" PVC Pressure Rated Wastewater Pipe (Alternate) | LF | CITY | Wastewater | Pipe | Yes | No | x
336 |  | 3120Q | 16" PVC Pressure Rated Wastewater Pipe | LF | CITY | Wastewater | Pipe | No | Yes | x |  | 3120 | 16 | 16 | #REF!
337 |  | 3120R | 18" PVC Pressure Rated Wastewater Pipe | LF | CITY | Wastewater | Pipe | No | Yes | x |  | 3120 | 18 | 18 | #REF!
338 |  | 3120S | 20" PVC Pressure Rated Wastewater Pipe | LF | CITY | Wastewater | Pipe | No | Yes | x |  | 3120 | 20 | 20 | #REF!
339 |  | 3120V | 24" PVC Pressure Rated Wastewater Pipe | LF | CITY | Wastewater | Pipe | No | Yes | x |  | 3120 | 24 | 24 | #REF!
340 |  | 3120W | 27" PVC Pressure Rated Wastewater Pipe | LF | CITY | Wastewater | Pipe | No | Yes | x |  | 3120 | 27 | 27 | #REF!
341 |  | 3120Y | 30" PVC Pressure Rated Wastewater Pipe | LF | CITY | Wastewater | Pipe | No | Yes | x |  | 3120 | 30 | 30 | #REF!
342 |  | 3120Z | 33" PVC Pressure Rated Wastewater Pipe | LF | CITY | Wastewater | Pipe | No | Yes | x |  | 3120 | 33 | 33 | #REF!
343 |  | 3120AA | 36" PVC Pressure Rated Wastewater Pipe | LF | CITY | Wastewater | Pipe | No | Yes | x |  | 3120 | 36 | 36 | #REF!
344 |  | 3120AB | 39" PVC Pressure Rated Wastewater Pipe | LF | CITY | Wastewater | Pipe | No | Yes | x |  | 3120 | 39 | 39 | #REF!
345 |  | 3120QP | 16" PVC Pressure Rated Wastewater Pipe with Paving | LF | JOINT | Wastewater | Pipe | No | Yes | x |  | 3120 | 16 | 16 | #REF! | P
346 |  | 3120RP | 18" PVC Pressure Rated Wastewater Pipe with Paving | LF | JOINT | Wastewater | Pipe | No | Yes | x |  | 3120 | 18 | 18 | #REF! | P
347 |  | 3120SP | 20" PVC Pressure Rated Wastewater Pipe with Paving | LF | JOINT | Wastewater | Pipe | No | Yes | x |  | 3120 | 20 | 20 | #REF! | P
348 |  | 3120VP | 24" PVC Pressure Rated Wastewater Pipe with Paving | LF | JOINT | Wastewater | Pipe | No | Yes | x |  | 3120 | 24 | 24 | #REF! | P
349 |  | 3120WP | 27" PVC Pressure Rated Wastewater Pipe with Paving | LF | JOINT | Wastewater | Pipe | No | Yes | x |  | 3120 | 27 | 27 | #REF! | P
350 |  | 3120YP | 30" PVC Pressure Rated Wastewater Pipe with Paving | LF | JOINT | Wastewater | Pipe | No | Yes | x |  | 3120 | 30 | 30 | #REF! | P
351 |  | 3120ZP | 33" PVC Pressure Rated Wastewater Pipe with Paving | LF | JOINT | Wastewater | Pipe | No | Yes | x |  | 3120 | 33 | 33 | #REF! | P
352 |  | 3120AAP | 36" PVC Pressure Rated Wastewater Pipe with Paving | LF | JOINT | Wastewater | Pipe | No | Yes | x |  | 3120 | 36 | 36 | #REF! | P
353 |  | 3120ABP | 39" PVC Pressure Rated Wastewater Pipe with Paving | LF | JOINT | Wastewater | Pipe | No | Yes | x |  | 3120 | 39 | 39 | #REF! | P
354 |  | 3130F | 4" Fusible PVC Wastewater Pipe | LF | CITY | Water | Pipe | No | Yes | x |  | 3130 | 4 | 4 | #REF!
355 |  | 3130FP | 4" Fusible PVC Wastewater Pipe with Paving | LF | JOINT | Water | Pipe | No | Yes | x |  | 3130 | 4 | 4 | #REF! | P
356 |  | 3130H | 6" Fusible PVC Wastewater Pipe | LF | CITY | Water | Pipe | No | Yes | x |  | 3130 | 6 | 6 | #REF!
357 |  | 3130HP | 6" Fusible PVC Wastewater Pipe with Paving | LF | JOINT | Water | Pipe | No | Yes | x |  | 3130 | 6 | 6 | #REF! | P
358 |  | 3130J | 8" Fusible PVC Wastewater Pipe | LF | CITY | Water | Pipe | No | Yes | x |  | 3130 | 8 | 8 | #REF!
359 |  | 3130JP | 8" Fusible PVC Wastewater Pipe with Paving | LF | JOINT | Water | Pipe | No | Yes | x |  | 3130 | 8 | 8 | #REF! | P
360 |  | 3130L | 12" Fusible PVC Wastewater Pipe | LF | CITY | Water | Pipe | No | Yes | x |  | 3130 | 12 | 12 | #REF!
361 |  | 3130LP | 12" Fusible PVC Wastewater Pipe with Paving | LF | JOINT | Water | Pipe | No | Yes | x |  | 3130 | 12 | 12 | #REF! | P
362 |  | 3130Q | 16" Fusible PVC Wastewater Pipe | LF | CITY | Water | Pipe | No | Yes | x |  | 3130 | 16 | 16 | #REF!
363 |  | 3130QP | 16" Fusible PVC Wastewater Pipe with Paving | LF | JOINT | Water | Pipe | No | Yes | x |  | 3130 | 16 | 16 | #REF! | P
364 |  | 3130R | 18" Fusible PVC Wastewater Pipe | LF | CITY | Water | Pipe | No | Yes | x |  | 3130 | 18 | 18 | #REF!
365 |  | 3130RP | 18" Fusible PVC Wastewater Pipe with Paving | LF | JOINT | Water | Pipe | No | Yes | x |  | 3130 | 18 | 18 | #REF! | P
366 |  | 3140F | 4" Restrained Joint PVC Wastewater Pipe | LF | CITY | Water | Pipe | No | Yes | x |  | 3140 | 4 | 4 | #REF!
367 |  | 3140FP | 4" Restrained Joint PVC Wastewater Pipe with Paving | LF | JOINT | Water | Pipe | No | Yes | x |  | 3140 | 4 | 4 | #REF! | P
368 |  | 3140H | 6" Restrained Joint PVC Wastewater Pipe | LF | CITY | Water | Pipe | No | Yes | x |  | 3140 | 6 | 6 | #REF!
369 |  | 3140HP | 6" Restrained Joint PVC Wastewater Pipe with Paving | LF | JOINT | Water | Pipe | No | Yes | x |  | 3140 | 6 | 6 | #REF! | P
370 |  | 3140J | 8" Restrained Joint PVC Wastewater Pipe | LF | CITY | Water | Pipe | No | Yes | x |  | 3140 | 8 | 8 | #REF!
371 |  | 3140JP | 8" Restrained Joint PVC Wastewater Pipe with Paving | LF | JOINT | Water | Pipe | No | Yes | x |  | 3140 | 8 | 8 | #REF! | P
372 |  | 3140L | 12" Restrained Joint PVC Wastewater Pipe | LF | CITY | Water | Pipe | No | Yes | x |  | 3140 | 12 | 12 | #REF!
373 |  | 3140LP | 12" Restrained Joint PVC Wastewater Pipe with Paving | LF | JOINT | Water | Pipe | No | Yes | x |  | 3140 | 12 | 12 | #REF! | P
374 | 341A | 3410Y | 30" Reinforced Concrete Wastewater Pipe | LF | CITY | Wastewater | Pipe | Yes | Yes | x | 341 | 3410 | 30 | 30 | #REF!
375 | 341AP | 3410YP | 30" Reinforced Concrete Wastewater Pipe with Paving | LF | JOINT | Wastewater | Pipe | Yes | Yes | x | 341 | 3410 | 30 | 30 | #REF! | P
376 | 341B | 3410Z | 33" Reinforced Concrete Wastewater Pipe | LF | CITY | Wastewater | Pipe | Yes | Yes | x | 341 | 3410 | 33 | 33 | #REF!
377 | 341BP | 3410ZP | 33" Reinforced Concrete Wastewater Pipe with Paving | LF | JOINT | Wastewater | Pipe | Yes | Yes | x | 341 | 3410 | 33 | 33 | #REF! | P
378 | 341C | 3410AA | 36" Reinforced Concrete Wastewater Pipe | LF | CITY | Wastewater | Pipe | Yes | Yes | x | 341 | 3410 | 36 | 36 | #REF!
379 | 341CP | 3410AAP | 36" Reinforced Concrete Wastewater Pipe with Paving | LF | JOINT | Wastewater | Pipe | Yes | Yes | x | 341 | 3410 | 36 | 36 | #REF! | P
380 | 341D | 3410AB | 39" Reinforced Concrete Wastewater Pipe | LF | CITY | Wastewater | Pipe | Yes | Yes | x | 341 | 3410 | 39 | 39 | #REF!
381 | 341DP | 3410ABP | 39" Reinforced Concrete Wastewater Pipe with Paving | LF | JOINT | Wastewater | Pipe | Yes | Yes | x | 341 | 3410 | 39 | 39 | #REF! | P
382 | 341E | 3410AC | 42" Reinforced Concrete Wastewater Pipe | LF | CITY | Wastewater | Pipe | Yes | Yes | x | 341 | 3410 | 42 | 42 | #REF!
383 | 341EP | 3410ACP | 42" Reinforced Concrete Wastewater Pipe with Paving | LF | JOINT | Wastewater | Pipe | Yes | Yes | x | 341 | 3410 | 42 | 42 | #REF! | P
384 | 341F | 3410AD | 45" Reinforced Concrete Wastewater Pipe | LF | CITY | Wastewater | Pipe | Yes | Yes | x | 341 | 3410 | 45 | 45 | #REF!
385 | 341FP | 3410ADP | 45" Reinforced Concrete Wastewater Pipe with Paving | LF | JOINT | Wastewater | Pipe | Yes | Yes | x | 341 | 3410 | 45 | 45 | #REF! | P
386 | 341G | 3410AE | 48" Reinforced Concrete Wastewater Pipe | LF | CITY | Wastewater | Pipe | Yes | Yes | x | 341 | 3410 | 48 | 48 | #REF!
387 | 341GP | 3410AEP | 48" Reinforced Concrete Wastewater Pipe with Paving | LF | JOINT | Wastewater | Pipe | Yes | Yes | x | 341 | 3410 | 48 | 48 | #REF! | P
388 | 341H | 3410AF | 54" Reinforced Concrete Wastewater Pipe | LF | CITY | Wastewater | Pipe | Yes | Yes | x | 341 | 3410 | 54 | 54 | #REF!
389 | 341HP | 3410AFP | 54" Reinforced Concrete Wastewater Pipe with Paving | LF | JOINT | Wastewater | Pipe | Yes | Yes | x | 341 | 3410 | 54 | 54 | #REF! | P
390 | 341I | 3410AG | 60" Reinforced Concrete Wastewater Pipe | LF | CITY | Wastewater | Pipe | Yes | Yes | x | 341 | 3410 | 60 | 60 | #REF!
391 | 341IP | 3410AGP | 60" Reinforced Concrete Wastewater Pipe with Paving | LF | JOINT | Wastewater | Pipe | Yes | Yes | x | 341 | 3410 | 60 | 60 | #REF! | P
392 | 341J | 3410AH | 66" Reinforced Concrete Wastewater Pipe | LF | CITY | Wastewater | Pipe | Yes | Yes | x | 341 | 3410 | 66 | 66 | #REF!
393 | 341JP | 3410AHP | 66" Reinforced Concrete Wastewater Pipe with Paving | LF | JOINT | Wastewater | Pipe | Yes | Yes | x | 341 | 3410 | 66 | 66 | #REF! | P
394 | 341K | 3410AJ | 72" Reinforced Concrete Wastewater Pipe | LF | CITY | Wastewater | Pipe | Yes | Yes | x | 341 | 3410 | 72 | 72 | #REF!
395 | 341KP | 3410AJP | 72" Reinforced Concrete Wastewater Pipe with Paving | LF | JOINT | Wastewater | Pipe | Yes | Yes | x | 341 | 3410 | 72 | 72 | #REF! | P
396 | 341L | 3410AK | 78" Reinforced Concrete Wastewater Pipe | LF | CITY | Wastewater | Pipe | Yes | Yes | x | 341 | 3410 | 78 | 78 | #REF!
397 | 341LP | 3410AKP | 78" Reinforced Concrete Wastewater Pipe with Paving | LF | JOINT | Wastewater | Pipe | Yes | Yes | x | 341 | 3410 | 78 | 78 | #REF! | P
398 | 341M | 3410AL | 84" Reinforced Concrete Wastewater Pipe | LF | CITY | Wastewater | Pipe | Yes | Yes | x | 341 | 3410 | 84 | 84 | #REF!
399 | 341MP | 3410ALP | 84" Reinforced Concrete Wastewater Pipe with Paving | LF | JOINT | Wastewater | Pipe | Yes | Yes | x | 341 | 3410 | 84 | 84 | #REF! | P
400 | 341N | 3410AM | 90" Reinforced Concrete Wastewater Pipe | LF | CITY | Wastewater | Pipe | Yes | Yes | x | 341 | 3410 | 90 | 90 | #REF!
401 | 341NP | 3410AMP | 90" Reinforced Concrete Wastewater Pipe with Paving | LF | JOINT | Wastewater | Pipe | Yes | Yes | x | 341 | 3410 | 90 | 90 | #REF! | P
402 | 341O | 3410AN | 96" Reinforced Concrete Wastewater Pipe | LF | CITY | Wastewater | Pipe | Yes | Yes | x | 341 | 3410 | 96 | 96 | #REF!
403 | 341OP | 3410ANP | 96" Reinforced Concrete Wastewater Pipe with Paving | LF | JOINT | Wastewater | Pipe | Yes | Yes | x | 341 | 3410 | 96 | 96 | #REF! | P
404 |  | 3420R | 18" RTRP Wastewater Pipe | LF | CITY | Wastewater | Pipe
405 |  | 3420RP | 18" RTRP Wastewater Pipe with Paving | LF | JOINT | Wastewater | Pipe
406 |  | 3420S | 20" RTRP Wastewater Pipe | LF | CITY | Wastewater | Pipe
407 |  | 3420SP | 20" RTRP Wastewater Pipe with Paving | LF | JOINT | Wastewater | Pipe
408 |  | 3420V | 24" RTRP Wastewater Pipe | LF | CITY | Wastewater | Pipe
409 |  | 3420VP | 24" RTRP Wastewater Pipe with Paving | LF | JOINT | Wastewater | Pipe
410 |  | 3420W | 27" RTRP Wastewater Pipe | LF | CITY | Wastewater | Pipe
411 |  | 3420WP | 27" RTRP Wastewater Pipe with Paving | LF | JOINT | Wastewater | Pipe
412 |  | 3420Y | 30" RTRP Wastewater Pipe | LF | CITY | Wastewater | Pipe
413 |  | 3420YP | 30" RTRP Wastewater Pipe with Paving | LF | JOINT | Wastewater | Pipe
414 |  | 3420Z | 33" RTRP Wastewater Pipe | LF | CITY | Wastewater | Pipe
415 |  | 3420ZP | 33" RTRP Wastewater Pipe with Paving | LF | JOINT | Wastewater | Pipe
416 |  | 3420AA | 36" RTRP Wastewater Pipe | LF | CITY | Wastewater | Pipe
417 |  | 3420AAP | 36" RTRP Wastewater Pipe with Paving | LF | JOINT | Wastewater | Pipe
418 |  | 3420AC | 42" RTRP Wastewater Pipe | LF | CITY | Wastewater | Pipe
419 |  | 3420ACP | 42" RTRP Wastewater Pipe with Paving | LF | JOINT | Wastewater | Pipe
420 |  | 3420AE | 48" RTRP Wastewater Pipe | LF | CITY | Wastewater | Pipe
421 |  | 3420AEP | 48" RTRP Wastewater Pipe with Paving | LF | JOINT | Wastewater | Pipe
422 |  | 3420AF | 54" RTRP Wastewater Pipe | LF | CITY | Wastewater | Pipe
423 |  | 3420AFP | 54" RTRP Wastewater Pipe with Paving | LF | JOINT | Wastewater | Pipe
424 |  | 3420AG | 60" RTRP Wastewater Pipe | LF | CITY | Wastewater | Pipe
425 |  | 3420AGP | 60" RTRP Wastewater Pipe with Paving | LF | JOINT | Wastewater | Pipe
426 |  | 3420AH | 66" RTRP Wastewater Pipe | LF | CITY | Wastewater | Pipe
427 |  | 3420AHP | 66" RTRP Wastewater Pipe with Paving | LF | JOINT | Wastewater | Pipe
428 |  | 3420AJ | 72" RTRP Wastewater Pipe | LF | CITY | Wastewater | Pipe
429 |  | 3420AJP | 72" RTRP Wastewater Pipe with Paving | LF | JOINT | Wastewater | Pipe
430 |  | 3420AK | 78" RTRP Wastewater Pipe | LF | CITY | Wastewater | Pipe
431 |  | 3420AKP | 78" RTRP Wastewater Pipe with Paving | LF | JOINT | Wastewater | Pipe
432 |  | 3420AL | 84" RTRP Wastewater Pipe | LF | CITY | Wastewater | Pipe
433 |  | 3420ALP | 84" RTRP Wastewater Pipe with Paving | LF | JOINT | Wastewater | Pipe
434 |  | 3420AM | 90" RTRP Wastewater Pipe | LF | CITY | Wastewater | Pipe
435 |  | 3420AMP | 90" RTRP Wastewater Pipe with Paving | LF | JOINT | Wastewater | Pipe
436 |  | 3420AN | 96" RTRP Wastewater Pipe | LF | CITY | Wastewater | Pipe
437 |  | 3420ANP | 96" RTRP Wastewater Pipe with Paving | LF | JOINT | Wastewater | Pipe
439 | 343A | 3430R | 18" HDPE Wastewater Pipe | LF | CITY | Wastewater | Pipe | Yes | Yes | x | 343 | 3430 | 18 | 18 | #REF!
440 | 343AP | 3430RP | 18" HDPE Wastewater Pipe with Paving | LF | JOINT | Wastewater | Pipe | Yes | Yes | x | 343 | 3430 | 18 | 18 | #REF! | P
441 | 343B | 3430U | 21" HDPE Wastewater Pipe | LF | CITY | Wastewater | Pipe | Yes | Yes | x | 343 | 3430 | 21 | 21 | #REF!
442 | 343BP | 3430UP | 21" HDPE Wastewater Pipe with Paving | LF | JOINT | Wastewater | Pipe | Yes | Yes | x | 343 | 3430 | 21 | 21 | #REF! | P
443 | 343C | 3430V | 24" HDPE Wastewater Pipe | LF | CITY | Wastewater | Pipe | Yes | Yes | x | 343 | 3430 | 24 | 24 | #REF!
444 | 343CP | 3430VP | 24" HDPE Wastewater Pipe with Paving | LF | JOINT | Wastewater | Pipe | Yes | Yes | x | 343 | 3430 | 24 | 24 | #REF! | P
445 | 343D | 3430W | 27" HDPE Wastewater Pipe | LF | CITY | Wastewater | Pipe | Yes | Yes | x | 343 | 3430 | 27 | 27 | #REF!
446 | 343DP | 3430WP | 27" HDPE Wastewater Pipe with Paving | LF | JOINT | Wastewater | Pipe | Yes | Yes | x | 343 | 3430 | 27 | 27 | #REF! | P
447 | 343E | 3430Y | 30" HDPE Wastewater Pipe | LF | CITY | Wastewater | Pipe | Yes | Yes | x | 343 | 3430 | 30 | 30 | #REF!
448 | 343EP | 3430YP | 30" HDPE Wastewater Pipe with Paving | LF | JOINT | Wastewater | Pipe | Yes | Yes | x | 343 | 3430 | 30 | 30 | #REF! | P
449 | 343F | 3430Z | 33" HDPE Wastewater Pipe | LF | CITY | Wastewater | Pipe | Yes | Yes | x | 343 | 3430 | 33 | 33 | #REF!
450 | 343FP | 3430ZP | 33" HDPE Wastewater Pipe with Paving | LF | JOINT | Wastewater | Pipe | Yes | Yes | x | 343 | 3430 | 33 | 33 | #REF! | P
451 | 343G | 3430AA | 36" HDPE Wastewater Pipe | LF | CITY | Wastewater | Pipe | Yes | Yes | x | 343 | 3430 | 36 | 36 | #REF!
452 | 343GP | 3430AAP | 36" HDPE Wastewater Pipe with Paving | LF | JOINT | Wastewater | Pipe | Yes | Yes | x | 343 | 3430 | 36 | 36 | #REF! | P
453 | 343H | 3430AC | 42" HDPE Wastewater Pipe | LF | CITY | Wastewater | Pipe | Yes | Yes | x | 343 | 3430 | 42 | 42 | #REF!
454 | 343HP | 3430ACP | 42" HDPE Wastewater Pipe with Paving | LF | JOINT | Wastewater | Pipe | Yes | Yes | x | 343 | 3430 | 42 | 42 | #REF! | P
455 | 343I | 3430AE | 48" HDPE Wastewater Pipe | LF | CITY | Wastewater | Pipe | Yes | Yes | x | 343 | 3430 | 48 | 48 | #REF!
456 | 343IP | 3430AEP | 48" HDPE Wastewater Pipe with Paving | LF | JOINT | Wastewater | Pipe | Yes | Yes | x | 343 | 3430 | 48 | 48 | #REF! | P
458 | 344A | Discontinued | 18" PVC or HDPE Wastewater Pipe | LF | CITY | Wastewater | Pipe | Yes | No | x
459 | 344B | Discontinued | 21" PVC or HDPE Wastewater Pipe | LF | CITY | Wastewater | Pipe | Yes | No | x
460 | 344C | Discontinued | 24" PVC or HDPE Wastewater Pipe | LF | CITY | Wastewater | Pipe | Yes | No | x
461 | 344D | Discontinued | 27" PVC or HDPE Wastewater Pipe | LF | CITY | Wastewater | Pipe | Yes | No | x
462 | 344E | Discontinued | 30" PVC or HDPE Wastewater Pipe | LF | CITY | Wastewater | Pipe | Yes | No | x
463 | 344F | Discontinued | 33" PVC or HDPE Wastewater Pipe | LF | CITY | Wastewater | Pipe | Yes | No | x
464 | 344G | Discontinued | 36" PVC or HDPE Wastewater Pipe | LF | CITY | Wastewater | Pipe | Yes | No | x
465 | 344H | Discontinued | 39" PVC or HDPE Wastewater Pipe | LF | CITY | Wastewater | Pipe | Yes | No | x
466 | 344I | Discontinued | 42" PVC or HDPE Wastewater Pipe | LF | CITY | Wastewater | Pipe | Yes | No | x
467 | 344J | Discontinued | 45" PVC or HDPE Wastewater Pipe | LF | CITY | Wastewater | Pipe | Yes | No | x
468 | 344K | Discontinued | 48" PVC or HDPE Wastewater Pipe | LF | CITY | Wastewater | Pipe | Yes | No | x
469 | 345A | Discontinued | 18" PVC, HDPE, or RTRP Wastewater Pipe | LF | CITY | Wastewater | Pipe | Yes | No | x
470 | 345AP | 3450RP | 18" PVC, HDPE, or RTRP Wastewater Pipe with Paving | LF | JOINT | Wastewater | Pipe | Yes | Yes | x | 345 | 3450 | 18 | 18 | #REF! | P
471 | 345B | Discontinued | 20" PVC, HDPE, or RTRP Wastewater Pipe | LF | CITY | Wastewater | Pipe | Yes | No | x
472 | 345BP | 3450SP | 20" PVC, HDPE, or RTRP Wastewater Pipe with Paving | LF | JOINT | Wastewater | Pipe | Yes | Yes | x | 345 | 3450 | 20 | 20 | #REF! | P
473 | 345C | Discontinued | 21" PVC, HDPE, or RTRP Wastewater Pipe | LF | CITY | Wastewater | Pipe | Yes | No | x
474 | 345CP | 3450UP | 21" PVC, HDPE, or RTRP Wastewater Pipe with Paving | LF | JOINT | Wastewater | Pipe | Yes | Yes | x | 345 | 3450 | 21 | 21 | #REF! | P
475 | 345D | Discontinued | 24" PVC, HDPE, or RTRP Wastewater Pipe | LF | CITY | Wastewater | Pipe | Yes | No | x
476 | 345DP | 3450VP | 24" PVC, HDPE, or RTRP Wastewater Pipe with Paving | LF | JOINT | Wastewater | Pipe | Yes | Yes | x | 345 | 3450 | 24 | 24 | #REF! | P
477 | 345E | Discontinued | 27" PVC, HDPE, or RTRP Wastewater Pipe | LF | CITY | Wastewater | Pipe | Yes | No | x
478 | 345EP | 3450WP | 27" PVC, HDPE, or RTRP Wastewater Pipe with Paving | LF | JOINT | Wastewater | Pipe | Yes | Yes | x | 345 | 3450 | 27 | 27 | #REF! | P
479 | 345F | Discontinued | 30" PVC, HDPE, or RTRP Wastewater Pipe | LF | CITY | Wastewater | Pipe | Yes | No | x
480 | 345FP | 3450YP | 30" PVC, HDPE, or RTRP Wastewater Pipe with Paving | LF | JOINT | Wastewater | Pipe | Yes | Yes | x | 345 | 3450 | 30 | 30 | #REF! | P
481 | 345G | Discontinued | 33" PVC, HDPE, or RTRP Wastewater Pipe | LF | CITY | Wastewater | Pipe | Yes | No | x
482 | 345GP | 3450ZP | 33" PVC, HDPE, or RTRP Wastewater Pipe with Paving | LF | JOINT | Wastewater | Pipe | Yes | Yes | x | 345 | 3450 | 33 | 33 | #REF! | P
483 | 345H | Discontinued | 36" PVC, HDPE, or RTRP Wastewater Pipe | LF | CITY | Wastewater | Pipe | Yes | No | x
484 | 345HP | 3450AAP | 36" PVC, HDPE, or RTRP Wastewater Pipe with Paving | LF | JOINT | Wastewater | Pipe | Yes | Yes | x | 345 | 3450 | 36 | 36 | #REF! | P
485 | 345I | Discontinued | 39" PVC, HDPE, or RTRP Wastewater Pipe | LF | CITY | Wastewater | Pipe | Yes | No | x
486 | 345IP | 3450ABP | 39" PVC, HDPE, or RTRP Wastewater Pipe with Paving | LF | JOINT | Wastewater | Pipe | Yes | Yes | x | 345 | 3450 | 39 | 39 | #REF! | P
487 | 345J | Discontinued | 42" PVC, HDPE, or RTRP Wastewater Pipe | LF | CITY | Wastewater | Pipe | Yes | No | x
488 | 345JP | 3450ACP | 42" PVC, HDPE, or RTRP Wastewater Pipe with Paving | LF | JOINT | Wastewater | Pipe | Yes | Yes | x | 345 | 3450 | 42 | 42 | #REF! | P
489 | 345K | Discontinued | 45" PVC, HDPE, or RTRP Wastewater Pipe | LF | CITY | Wastewater | Pipe | Yes | No | x
490 | 345KP | 3450ADP | 45" PVC, HDPE, or RTRP Wastewater Pipe with Paving | LF | JOINT | Wastewater | Pipe | Yes | Yes | x | 345 | 3450 | 45 | 45 | #REF! | P
491 | 345L | Discontinued | 48" PVC, HDPE, or RTRP Wastewater Pipe | LF | CITY | Wastewater | Pipe | Yes | No | x
492 | 345LP | 3450AEP | 48" PVC, HDPE, or RTRP Wastewater Pipe with Paving | LF | JOINT | Wastewater | Pipe | Yes | Yes | x | 345 | 3450 | 48 | 48 | #REF! | P
493 | 346A | Discontinued | 6" PVC or Clay Wastewater Pipe | LF | CITY | Wastewater | Pipe | Yes | No | x
494 | 346AP | Discontinued | 6" PVC or Clay Wastewater Pipe with Paving | LF | JOINT | Wastewater | Pipe | Yes | No | x
495 | 346B | Discontinued | 8" PVC or Clay Wastewater Pipe | LF | CITY | Wastewater | Pipe | Yes | No | x
496 | 346BP | Discontinued | 8" PVC or Clay Wastewater Pipe with Paving | LF | JOINT | Wastewater | Pipe | Yes | No | x
497 | 346C | Discontinued | 10" PVC or Clay Wastewater Pipe | LF | CITY | Wastewater | Pipe | Yes | No | x
498 | 346CP | Discontinued | 10" PVC or Clay Wastewater Pipe with Paving | LF | JOINT | Wastewater | Pipe | Yes | No | x
499 | 346D | Discontinued | 12" PVC or Clay Wastewater Pipe | LF | CITY | Wastewater | Pipe | Yes | No | x
500 | 346DP | Discontinued | 12" PVC or Clay Wastewater Pipe with Paving | LF | JOINT | Wastewater | Pipe | Yes | No | x
501 | 346E | Discontinued | 15" PVC or Clay Wastewater Pipe | LF | CITY | Wastewater | Pipe | Yes | No | x
502 | 346EP | Discontinued | 15" PVC or Clay Wastewater Pipe with Paving | LF | JOINT | Wastewater | Pipe | Yes | No | x
503 | 346F | Discontinued | 18" PVC or Clay Wastewater Pipe | LF | CITY | Wastewater | Pipe | Yes | No | x
504 | 346FP | Discontinued | 18" PVC or Clay Wastewater Pipe with Paving | LF | JOINT | Wastewater | Pipe | Yes | No | x
505 | 346G | Discontinued | 21" PVC or Clay Wastewater Pipe | LF | CITY | Wastewater | Pipe | Yes | No | x
506 | 346GP | Discontinued | 21" PVC or Clay Wastewater Pipe with Paving | LF | JOINT | Wastewater | Pipe | Yes | No | x
507 | 346H | Discontinued | 24" PVC or Clay Wastewater Pipe | LF | CITY | Wastewater | Pipe | Yes | No | x
508 | 346HP | Discontinued | 24" PVC or Clay Wastewater Pipe with Paving | LF | JOINT | Wastewater | Pipe | Yes | No | x
509 | 346I | Discontinued | 27" PVC or Clay Wastewater Pipe | LF | CITY | Wastewater | Pipe | Yes | No | x
510 | 346IP | Discontinued | 27" PVC or Clay Wastewater Pipe with Paving | LF | JOINT | Wastewater | Pipe | Yes | No | x
511 | 346J | Discontinued | 30" PVC or Clay Wastewater Pipe | LF | CITY | Wastewater | Pipe | Yes | No | x
512 | 346JP | Discontinued | 30" PVC or Clay Wastewater Pipe with Paving | LF | JOINT | Wastewater | Pipe | Yes | No | x
513 | 346K | Discontinued | 33" PVC or Clay Wastewater Pipe | LF | CITY | Wastewater | Pipe | Yes | No | x
514 | 346KP | Discontinued | 33" PVC or Clay Wastewater Pipe with Paving | LF | JOINT | Wastewater | Pipe | Yes | No | x
515 | 346L | Discontinued | 36" PVC or Clay Wastewater Pipe | LF | CITY | Wastewater | Pipe | Yes | No | x
516 | 346LP | Discontinued | 36" PVC or Clay Wastewater Pipe with Paving | LF | JOINT | Wastewater | Pipe | Yes | No | x
517 | 347A | Discontinued | 12" PVC, Clay, or RTRP Wastewater Pipe | LF | CITY | Wastewater | Pipe | Yes | No | x
518 | 347AP | Discontinued | 12" PVC, Clay, or RTRP Wastewater Pipe with Paving | LF | JOINT | Wastewater | Pipe | Yes | No | x
519 | 347B | Discontinued | 15" PVC, Clay, or RTRP Wastewater Pipe | LF | CITY | Wastewater | Pipe | Yes | No | x
520 | 347BP | Discontinued | 15" PVC, Clay, or RTRP Wastewater Pipe with Paving | LF | JOINT | Wastewater | Pipe | Yes | No | x
521 | 347C | Discontinued | 18" PVC, Clay, or RTRP Wastewater Pipe | LF | CITY | Wastewater | Pipe | Yes | No | x
522 | 347CP | Discontinued | 18" PVC, Clay, or RTRP Wastewater Pipe with Paving | LF | JOINT | Wastewater | Pipe | Yes | No | x
523 | 347D | Discontinued | 21" PVC, Clay, or RTRP Wastewater Pipe | LF | CITY | Wastewater | Pipe | Yes | No | x
524 | 347DP | Discontinued | 21" PVC, Clay, or RTRP Wastewater Pipe with Paving | LF | JOINT | Wastewater | Pipe | Yes | No | x
525 | 347E | Discontinued | 24" PVC, Clay, or RTRP Wastewater Pipe | LF | CITY | Wastewater | Pipe | Yes | No | x
526 | 347EP | Discontinued | 24" PVC, Clay, or RTRP Wastewater Pipe with Paving | LF | JOINT | Wastewater | Pipe | Yes | No | x
527 | 347F | Discontinued | 27" PVC, Clay, or RTRP Wastewater Pipe | LF | CITY | Wastewater | Pipe | Yes | No | x
528 | 347FP | Discontinued | 27" PVC, Clay, or RTRP Wastewater Pipe with Paving | LF | JOINT | Wastewater | Pipe | Yes | No | x
529 | 347G | Discontinued | 30" PVC, Clay, or RTRP Wastewater Pipe | LF | CITY | Wastewater | Pipe | Yes | No | x
530 | 347GP | Discontinued | 30" PVC, Clay, or RTRP Wastewater Pipe with Paving | LF | JOINT | Wastewater | Pipe | Yes | No | x
531 | 347H | Discontinued | 33" PVC, Clay, or RTRP Wastewater Pipe | LF | CITY | Wastewater | Pipe | Yes | No | x
532 | 347HP | Discontinued | 33" PVC, Clay, or RTRP Wastewater Pipe with Paving | LF | JOINT | Wastewater | Pipe | Yes | No | x
533 | 347I | Discontinued | 36" PVC, Clay, or RTRP Wastewater Pipe | LF | CITY | Wastewater | Pipe | Yes | No | x
534 | 347IP | Discontinued | 36" PVC, Clay, or RTRP Wastewater Pipe with Paving | LF | JOINT | Wastewater | Pipe | Yes | No | x
535 | 348A | Discontinued | 16" PVC, RTRP, or PVC Pressure Rated Wastewater Pipe | LF | CITY | Wastewater | Pipe | Yes | No | x
536 | 348AP | 3480QP | 16" PVC, RTRP, or PVC Pressure Rated Wastewater Pipe with Paving | LF | JOINT | Wastewater | Pipe | Yes | Yes | x | 348 | 3480 | 16 | 16 | #REF! | P
537 | 348B | Discontinued | 18" PVC, RTRP, or PVC Pressure Rated Wastewater Pipe | LF | CITY | Wastewater | Pipe | Yes | No | x
538 | 348BP | 3480RP | 18" PVC, RTRP, or PVC Pressure Rated Wastewater Pipe with Paving | LF | JOINT | Wastewater | Pipe | Yes | Yes | x | 348 | 3480 | 18 | 18 | #REF! | P
539 | 348C | Discontinued | 21" PVC, RTRP, or PVC Pressure Rated Wastewater Pipe | LF | CITY | Wastewater | Pipe | Yes | No | x
540 | 348CP | 3480UP | 21" PVC, RTRP, or PVC Pressure Rated Wastewater Pipe with Paving | LF | JOINT | Wastewater | Pipe | Yes | Yes | x | 348 | 3480 | 21 | 21 | #REF! | P
541 | 348D | Discontinued | 24" PVC, RTRP, or PVC Pressure Rated Wastewater Pipe | LF | CITY | Wastewater | Pipe | Yes | No | x
542 | 348DP | 3480VP | 24" PVC, RTRP, or PVC Pressure Rated Wastewater Pipe with Paving | LF | JOINT | Wastewater | Pipe | Yes | Yes | x | 348 | 3480 | 24 | 24 | #REF! | P
543 | 349A | Discontinued | 12" Clay or RTRP Wastewater Pipe | LF | CITY | Wastewater | Pipe | Yes | No | x
544 | 349AP | Discontinued | 12" Clay or RTRP Wastewater Pipe with Paving | LF | JOINT | Wastewater | Pipe | Yes | No | x
545 | 349B | Discontinued | 15" Clay or RTRP Wastewater Pipe | LF | CITY | Wastewater | Pipe | Yes | No | x
546 | 349BP | Discontinued | 15" Clay or RTRP Wastewater Pipe with Paving | LF | JOINT | Wastewater | Pipe | Yes | No | x
547 | 349C | Discontinued | 18" Clay or RTRP Wastewater Pipe | LF | CITY | Wastewater | Pipe | Yes | No | x
548 | 349CP | Discontinued | 18" Clay or RTRP Wastewater Pipe with Paving | LF | JOINT | Wastewater | Pipe | Yes | No | x
549 | 349D | Discontinued | 21" Clay or RTRP Wastewater Pipe | LF | CITY | Wastewater | Pipe | Yes | No | x
550 | 349DP | Discontinued | 21" Clay or RTRP Wastewater Pipe with Paving | LF | JOINT | Wastewater | Pipe | Yes | No | x
551 | 349E | Discontinued | 24" Clay or RTRP Wastewater Pipe | LF | CITY | Wastewater | Pipe | Yes | No | x
552 | 349EP | Discontinued | 24" Clay or RTRP Wastewater Pipe with Paving | LF | JOINT | Wastewater | Pipe | Yes | No | x
553 | 349F | Discontinued | 27" Clay or RTRP Wastewater Pipe | LF | CITY | Wastewater | Pipe | Yes | No | x
554 | 349FP | Discontinued | 27" Clay or RTRP Wastewater Pipe with Paving | LF | JOINT | Wastewater | Pipe | Yes | No | x
555 | 349G | Discontinued | 30" Clay or RTRP Wastewater Pipe | LF | CITY | Wastewater | Pipe | Yes | No | x
556 | 349GP | Discontinued | 30" Clay or RTRP Wastewater Pipe with Paving | LF | JOINT | Wastewater | Pipe | Yes | No | x
557 | 349H | Discontinued | 33" Clay or RTRP Wastewater Pipe | LF | CITY | Wastewater | Pipe | Yes | No | x
558 | 349HP | Discontinued | 33" Clay or RTRP Wastewater Pipe with Paving | LF | JOINT | Wastewater | Pipe | Yes | No | x
559 | 349I | Discontinued | 36" Clay or RTRP Wastewater Pipe | LF | CITY | Wastewater | Pipe | Yes | No | x
560 | 349IP | Discontinued | 36" Clay or RTRP Wastewater Pipe with Paving | LF | JOINT | Wastewater | Pipe | Yes | No | x
561 | 350A | Discontinued | 36" RCP or PVC Wastewater Pipe | LF | CITY | Wastewater | Pipe | Yes | No | x
562 | 350AP | 3500AAP | 36" RCP or PVC Wastewater Pipe with Paving | LF | JOINT | Wastewater | Pipe | Yes | Yes | x | 350 | 3500 | 36 | 36 | #REF! | P
563 | 350B | Discontinued | 42" RCP or PVC Wastewater Pipe | LF | CITY | Wastewater | Pipe | Yes | No | x
564 | 350BP | 3500ACP | 42" RCP or PVC Wastewater Pipe with Paving | LF | JOINT | Wastewater | Pipe | Yes | Yes | x | 350 | 3500 | 42 | 42 | #REF! | P
565 | 350C | Discontinued | 48" RCP or PVC Wastewater Pipe | LF | CITY | Wastewater | Pipe | Yes | No | x
566 | 350CP | 3500AEP | 48" RCP or PVC Wastewater Pipe with Paving | LF | JOINT | Wastewater | Pipe | Yes | Yes | x | 350 | 3500 | 48 | 48 | #REF! | P
567 | 350D | Discontinued | 54" RCP or PVC Wastewater Pipe | LF | CITY | Wastewater | Pipe | Yes | No | x
568 | 350DP | 3500AFP | 54" RCP or PVC Wastewater Pipe with Paving | LF | JOINT | Wastewater | Pipe | Yes | Yes | x | 350 | 3500 | 54 | 54 | #REF! | P
569 | 351A | 3510F | 4" Wastewater Force Main | LF | CITY | Wastewater | Pipe | Yes | Yes | x | 351 | 3510 | 4 | 4 | #REF!
570 | 351AP | 3510FP | 4" Wastewater Force Main with Paving | LF | JOINT | Wastewater | Pipe | Yes | Yes | x | 351 | 3510 | 4 | 4 | #REF! | P
571 | 351B | 3510H | 6" Wastewater Force Main | LF | CITY | Wastewater | Pipe | Yes | Yes | x | 351 | 3510 | 6 | 6 | #REF!
572 | 351BP | 3510HP | 6" Wastewater Force Main with Paving | LF | JOINT | Wastewater | Pipe | Yes | Yes | x | 351 | 3510 | 6 | 6 | #REF! | P
573 | 351C | 3510J | 8" Wastewater Force Main | LF | CITY | Wastewater | Pipe | Yes | Yes | x | 351 | 3510 | 8 | 8 | #REF!
574 | 351CP | 3510JP | 8" Wastewater Force Main with Paving | LF | JOINT | Wastewater | Pipe | Yes | Yes | x | 351 | 3510 | 8 | 8 | #REF! | P
575 | 351D | 3510K | 10" Wastewater Force Main | LF | CITY | Wastewater | Pipe | Yes | Yes | x | 351 | 3510 | 10 | 10 | #REF!
576 | 351DP | 3510KP | 10" Wastewater Force Main with Paving | LF | JOINT | Wastewater | Pipe | Yes | Yes | x | 351 | 3510 | 10 | 10 | #REF! | P
577 | 351E | 3510L | 12" Wastewater Force Main | LF | CITY | Wastewater | Pipe | Yes | Yes | x | 351 | 3510 | 12 | 12 | #REF!
578 | 351EP | 3510LP | 12" Wastewater Force Main with Paving | LF | JOINT | Wastewater | Pipe | Yes | Yes | x | 351 | 3510 | 12 | 12 | #REF! | P
579 | 351F | 3510N | 15" Wastewater Force Main | LF | CITY | Wastewater | Pipe | Yes | Yes | x | 351 | 3510 | 15 | 15 | #REF!
580 | 351FP | 3510NP | 15" Wastewater Force Main with Paving | LF | JOINT | Wastewater | Pipe | Yes | Yes | x | 351 | 3510 | 15 | 15 | #REF! | P
581 | 351G | 3510R | 18" Wastewater Force Main | LF | CITY | Wastewater | Pipe | Yes | Yes | x | 351 | 3510 | 18 | 18 | #REF!
582 | 351GP | 3510RP | 18" Wastewater Force Main with Paving | LF | JOINT | Wastewater | Pipe | Yes | Yes | x | 351 | 3510 | 18 | 18 | #REF! | P
583 | 351H | 3510S | 20" Wastewater Force Main | LF | CITY | Wastewater | Pipe | Yes | Yes | x | 351 | 3510 | 20 | 20 | #REF!
584 | 351HP | 3510SP | 20" Wastewater Force Main with Paving | LF | JOINT | Wastewater | Pipe | Yes | Yes | x | 351 | 3510 | 20 | 20 | #REF! | P
585 | 352A | 3520H | Rehabilitation Of Existing 6" Wastewater Main | LF | ALL | Wastewater | Rehabilitation | Yes | Yes | x | 352 | 3520 | 6 | 6 | #REF!
586 | 352B | 3520J | Rehabilitation Of Existing 8" Wastewater Main | LF | ALL | Wastewater | Rehabilitation | Yes | Yes | x | 352 | 3520 | 8 | 8 | #REF!
587 | 352C | 3520K | Rehabilitation Of Existing 10" Wastewater Main | LF | ALL | Wastewater | Rehabilitation | Yes | Yes | x | 352 | 3520 | 10 | 10 | #REF!
588 | 352D | 3520L | Rehabilitation Of Existing 12" Wastewater Main | LF | ALL | Wastewater | Rehabilitation | Yes | Yes | x | 352 | 3520 | 12 | 12 | #REF!
589 | 352E | 3520N | Rehabilitation Of Existing 15" Wastewater Main | LF | ALL | Wastewater | Rehabilitation | Yes | Yes | x | 352 | 3520 | 15 | 15 | #REF!
590 | 353A | 3530K | 10" Corrugated Metal Pipe (Split Encasement) | LF | ALL | Wastewater | Encasement | Yes | Yes | x | 353 | 3530 | 10 | 10 | #REF!
591 | 353B | 3530L | 12" Corrugated Metal Pipe (Split Encasement) | LF | ALL | Wastewater | Encasement | Yes | Yes | x | 353 | 3530 | 12 | 12 | #REF!
592 | 353C | 3530R | 18" Corrugated Metal Pipe (Split Encasement) | LF | ALL | Wastewater | Encasement | Yes | Yes | x | 353 | 3530 | 18 | 18 | #REF!
593 | 353D | 3530V | 24" Corrugated Metal Pipe (Split Encasement) | LF | ALL | Wastewater | Encasement | Yes | Yes | x | 353 | 3530 | 24 | 24 | #REF!
594 | 353E | 3530Y | 30" Corrugated Metal Pipe (Split Encasement) | LF | ALL | Wastewater | Encasement | Yes | Yes | x | 353 | 3530 | 30 | 30 | #REF!
595 | 353F | 3530AA | 36" Corrugated Metal Pipe (Split Encasement) | LF | ALL | Wastewater | Encasement | Yes | Yes | x | 353 | 3530 | 36 | 36 | #REF!
596 | 353G | 3530AC | 42" Corrugated Metal Pipe (Split Encasement) | LF | ALL | Wastewater | Encasement | Yes | Yes | x | 353 | 3530 | 42 | 42 | #REF!
597 | 353H | 3530AE | 48" Corrugated Metal Pipe (Split Encasement) | LF | ALL | Wastewater | Encasement | Yes | Yes | x | 353 | 3530 | 48 | 48 | #REF!
598 | 353I | 3530AF | 54" Corrugated Metal Pipe (Split Encasement) | LF | ALL | Wastewater | Encasement | Yes | Yes | x | 353 | 3530 | 54 | 54 | #REF!
599 | 353J | 3530AG | 60" Corrugated Metal Pipe (Split Encasement) | LF | ALL | Wastewater | Encasement | Yes | Yes | x | 353 | 3530 | 60 | 60 | #REF!
600 | 353K | 3530AH | 66" Corrugated Metal Pipe (Split Encasement) | LF | ALL | Wastewater | Encasement | Yes | Yes | x | 353 | 3530 | 66 | 66 | #REF!
601 | 353KK | 3530N | 15" Corrugated Metal Pipe (Split Encasement) | LF | ALL | Wastewater | Encasement | Yes | Yes | x | 353 | 3530 | 15 | 15 | #REF!
602 | 353L | 3530AJ | 72" Corrugated Metal Pipe (Split Encasement) | LF | ALL | Wastewater | Encasement | Yes | Yes | x | 353 | 3530 | 72 | 72 | #REF!
603 | 353M | 3530AK | 78" Corrugated Metal Pipe (Split Encasement) | LF | ALL | Wastewater | Encasement | Yes | Yes | x | 353 | 3530 | 78 | 78 | #REF!
604 | 353N | 3530AL | 84" Corrugated Metal Pipe (Split Encasement) | LF | ALL | Wastewater | Encasement | Yes | Yes | x | 353 | 3530 | 84 | 84 | #REF!
605 | 354A | 3540H | Point Repair of 6" Wastewater Main | LF | ALL | Wastewater | Repair | Yes | Yes | x | 354 | 3540 | 6 | 6 | #REF!
606 | 354B | 3540J | Point Repair of 8" Wastewater Main | LF | ALL | Wastewater | Repair | Yes | Yes | x | 354 | 3540 | 8 | 8 | #REF!
607 | 354C | 3540K | Point Repair of 10" Wastewater Main | LF | ALL | Wastewater | Repair | Yes | Yes | x | 354 | 3540 | 10 | 10 | #REF!
608 | 354D | 3540L | Point Repair of 12" Wastewater Main | LF | ALL | Wastewater | Repair | Yes | Yes | x | 354 | 3540 | 12 | 12 | #REF!
609 | 354E | 3540N | Point Repair of 15" Wastewater Main | LF | ALL | Wastewater | Repair | Yes | Yes | x | 354 | 3540 | 15 | 15 | #REF!
610 | 354F | 3540U | Point Repair of 21" Wastewater Main | LF | ALL | Wastewater | Repair | Yes | Yes | x | 354 | 3540 | 21 | 21 | #REF!
611 | 354G | 3540V | Point Repair of 24" Wastewater Main | LF | ALL | Wastewater | Repair | Yes | Yes | x | 354 | 3540 | 24 | 24 | #REF!
612 | 354H | 3540Y | Point Repair of 30" Wastewater Main | LF | ALL | Wastewater | Repair | Yes | Yes | x | 354 | 3540 | 30 | 30 | #REF!
613 | 355A | 3550 | Removal of Internal Obstructions for Wastewater Mains | EA | ALL | Wastewater | Repair | Yes | Yes | x | 355 | 3550
614 | 356A | 3560 | Connection to Existing Manhole | EA | ALL | Wastewater | Appurtenance | Yes | Yes | x | 356 | 3560
615 | 357A | 3570HxJ | Pipe Bursting (6" to 8") | LF | ALL | Wastewater | Rehabilitation | Yes | Yes | x | 357 | 3570 | 6 | 8 | #REF! | x | #REF!
616 | 357B | 3570JxJ | Pipe Bursting (8" to 8") | LF | ALL | Wastewater | Rehabilitation | Yes | Yes | x | 357 | 3570 | 8 | 8 | #REF! | x | #REF!
617 | 357C | 3570JxK | Pipe Bursting (8" to 10") | LF | ALL | Wastewater | Rehabilitation | Yes | Yes | x | 357 | 3570 | 8 | 10 | #REF! | x | #REF!
618 |  | 3570JxL | Pipe Bursting (8" to 12") | LF | ALL | Wastewater | Rehabilitation | No | Yes | x |  | 3570 | 8 | 12 | #REF! | x | #REF!
619 | 357D | 3570KxK | Pipe Bursting (10" to 10") | LF | ALL | Wastewater | Rehabilitation | Yes | Yes | x | 357 | 3570 | 10 | 10 | #REF! | x | #REF!
620 | 357E | 3570KxL | Pipe Bursting (10" to 12") | LF | ALL | Wastewater | Rehabilitation | Yes | Yes | x | 357 | 3570 | 10 | 12 | #REF! | x | #REF!
621 | 357F | 3570LxL | Pipe Bursting (12" to 12") | LF | ALL | Wastewater | Rehabilitation | Yes | Yes | x | 357 | 3570 | 12 | 12 | #REF! | x | #REF!
622 | 361A | 3610H | 6" Ductile Iron Wastewater Pipe | LF | CITY | Wastewater | Pipe | Yes | Yes | x | 361 | 3610 | 6 | 6 | #REF!
623 | 361B | 3610J | 8" Ductile Iron Wastewater Pipe | LF | CITY | Wastewater | Pipe | Yes | Yes | x | 361 | 3610 | 8 | 8 | #REF!
624 | 361C | 3610K | 10" Ductile Iron Wastewater Pipe | LF | CITY | Wastewater | Pipe | Yes | Yes | x | 361 | 3610 | 10 | 10 | #REF!
625 | 361D | 3610L | 12" Ductile Iron Wastewater Pipe | LF | CITY | Wastewater | Pipe | Yes | Yes | x | 361 | 3610 | 12 | 12 | #REF!
626 | 362A | Discontinued | __" PVC, HDPE, RTRP, or RCP Wastewater Pipe | LF | CITY | Wastewater | Pipe | Yes | No | x | 362
627 | 362K | Discontinued | 48" HDPE, RTRP, or RCP Wastewater Pipe | LF | CITY | Wastewater | Pipe | Yes | No | x | 362
628 | 362M | Discontinued | 60" HDPE, RTRP, or RCP Wastewater Pipe | LF | CITY | Wastewater | Pipe | Yes | No | x | 362
629 | 362N | Discontinued | 120" HDPE, RTRP, or RCP Wastewater Pipe | LF | CITY | Wastewater | Pipe | Yes | No | x | 362
630 | 363A | Discontinued | 42" RCPP, PCCP, or RTRP Wastewater Pipe | LF | CITY | Wastewater | Pipe | Yes | No | x | 363
631 | 363B | Discontinued | 48" RCPP, PCCP, or RTRP Wastewater Pipe | LF | CITY | Wastewater | Pipe | Yes | No | x | 363
632 | 363C | Discontinued | 54" RCPP, PCCP, or RTRP Wastewater Pipe | LF | CITY | Wastewater | Pipe | Yes | No | x | 363
633 | 363D | Discontinued | 60" RCPP, PCCP, or RTRP Wastewater Pipe | LF | CITY | Wastewater | Pipe | Yes | No | x | 363
634 | 363E | Discontinued | 66" RCPP, PCCP, or RTRP Wastewater Pipe | LF | CITY | Wastewater | Pipe | Yes | No | x | 363
635 | 363F | Discontinued | 72" RCPP, PCCP, or RTRP Wastewater Pipe | LF | CITY | Wastewater | Pipe | Yes | No | x | 363
636 | 365 | Discontinued | Connect to Existing MH | EA | CITY | Wastewater | Appurtenance | Yes | Yes | x | 365 | 3650
637 |  | 3700HX | 6" Extra Depth Wastewater Pipe (+20') | LF | ALL | Wastewater | Excavation | No | Yes | x |  | 3700 | 6 | 6 | #REF! |  | X
638 |  | 3700JX | 8" Extra Depth Wastewater Pipe (+20') | LF | ALL | Wastewater | Excavation | No | Yes | x |  | 3700 | 8 | 8 | #REF! |  | X
639 |  | 3700KX | 10" Extra Depth Wastewater Pipe (+20') | LF | ALL | Wastewater | Excavation | No | Yes | x |  | 3700 | 10 | 10 | #REF! |  | X
640 |  | 3700LX | 12" Extra Depth Wastewater Pipe (+20') | LF | ALL | Wastewater | Excavation | No | Yes | x |  | 3700 | 12 | 12 | #REF! |  | X
641 |  | 3700NX | 15" Extra Depth Wastewater Pipe (+20') | LF | ALL | Wastewater | Excavation | No | Yes | x |  | 3700 | 15 | 15 | #REF! |  | X
642 |  | 3700QX | 16" Extra Depth Wastewater Pipe (+20') | LF | ALL | Wastewater | Excavation | No | Yes | x |  | 3700 | 16 | 16 | #REF! |  | X
643 |  | 3700RX | 18" Extra Depth Wastewater Pipe (+20') | LF | ALL | Wastewater | Excavation | No | Yes | x |  | 3700 | 18 | 18 | #REF! |  | X
644 |  | 3700UX | 21" Extra Depth Wastewater Pipe (+20') | LF | ALL | Wastewater | Excavation | No | Yes | x |  | 3700 | 21 | 21 | #REF! |  | X
645 |  | 3700VX | 24" Extra Depth Wastewater Pipe (+20') | LF | ALL | Wastewater | Excavation | No | Yes | x |  | 3700 | 24 | 24 | #REF! |  | X
646 |  | 3700WX | 27" Extra Depth Wastewater Pipe (+20') | LF | ALL | Wastewater | Excavation | No | Yes | x |  | 3700 | 27 | 27 | #REF! |  | X
647 |  | 3700YX | 30" Extra Depth Wastewater Pipe (+20') | LF | ALL | Wastewater | Excavation | No | Yes | x |  | 3700 | 30 | 30 | #REF! |  | X
648 |  | 3700ZX | 33" Extra Depth Wastewater Pipe (+20') | LF | ALL | Wastewater | Excavation | No | Yes | x |  | 3700 | 33 | 33 | #REF! |  | X
649 |  | 3700AAX | 36" Extra Depth Wastewater Pipe (+20') | LF | ALL | Wastewater | Excavation | No | Yes | x |  | 3700 | 36 | 36 | #REF! |  | X
650 |  | 3700ABX | 39" Extra Depth Wastewater Pipe (+20') | LF | ALL | Wastewater | Excavation | No | Yes | x |  | 3700 | 39 | 39 | #REF! |  | X
651 |  | 3700ACX | 42" Extra Depth Wastewater Pipe (+20') | LF | ALL | Wastewater | Excavation | No | Yes | x |  | 3700 | 42 | 42 | #REF! |  | X
652 |  | 3700ADX | 45" Extra Depth Wastewater Pipe (+20') | LF | ALL | Wastewater | Excavation | No | Yes | x |  | 3700 | 45 | 45 | #REF! |  | X
653 |  | 3700AEX | 48" Extra Depth Wastewater Pipe (+20') | LF | ALL | Wastewater | Excavation | No | Yes | x |  | 3700 | 48 | 48 | #REF! |  | X
654 |  | 3700AFX | 54" Extra Depth Wastewater Pipe (+20') | LF | ALL | Wastewater | Excavation | No | Yes | x |  | 3700 | 54 | 54 | #REF! |  | X
655 |  | 3700AGX | 60" Extra Depth Wastewater Pipe (+20') | LF | ALL | Wastewater | Excavation | No | Yes | x |  | 3700 | 60 | 60 | #REF! |  | X
656 |  | 3700AHX | 66" Extra Depth Wastewater Pipe (+20') | LF | ALL | Wastewater | Excavation | No | Yes | x |  | 3700 | 66 | 66 | #REF! |  | X
657 |  | 3700AJX | 72" Extra Depth Wastewater Pipe (+20') | LF | ALL | Wastewater | Excavation | No | Yes | x |  | 3700 | 72 | 72 | #REF! |  | X
658 |  | 3700AKX | 78" Extra Depth Wastewater Pipe (+20') | LF | ALL | Wastewater | Excavation | No | Yes | x |  | 3700 | 78 | 78 | #REF! |  | X
659 |  | 3700ALX | 84" Extra Depth Wastewater Pipe (+20') | LF | ALL | Wastewater | Excavation | No | Yes | x |  | 3700 | 84 | 84 | #REF! |  | X
660 |  | 3700AMX | 90" Extra Depth Wastewater Pipe (+20') | LF | ALL | Wastewater | Excavation | No | Yes | x |  | 3700 | 90 | 90 | #REF! |  | X
661 |  | 3700ANX | 96" Extra Depth Wastewater Pipe (+20') | LF | ALL | Wastewater | Excavation | No | Yes | x |  | 3700 | 96 | 96 | #REF! |  | X
662 |  | 3800F | 4" PVC Recycled Wastewater Pipe (Purple) | LF | CITY | Recycled | Pipe | No | Yes | x |  | 3800 | 4 | 4 | #REF!
663 |  | 3800FP | 4" PVC Recycled Wastewater Pipe (Purple) with Paving | LF | JOINT | Recycled | Pipe | No | Yes | x |  | 3800 | 4 | 4 | #REF! | P
664 |  | 3800H | 6" PVC Recycled Wastewater Pipe (Purple) | LF | CITY | Recycled | Pipe | No | Yes | x |  | 3800 | 6 | 6 | #REF!
665 |  | 3800HP | 6" PVC Recycled Wastewater Pipe (Purple) with Paving | LF | JOINT | Recycled | Pipe | No | Yes | x |  | 3800 | 6 | 6 | #REF! | P
666 |  | 3800J | 8" PVC Recycled Wastewater Pipe (Purple) | LF | CITY | Recycled | Pipe | No | Yes | x |  | 3800 | 8 | 8 | #REF!
667 |  | 3800JP | 8" PVC Recycled Wastewater Pipe (Purple) with Paving | LF | JOINT | Recycled | Pipe | No | Yes | x |  | 3800 | 8 | 8 | #REF! | P
668 |  | 3800K | 10" PVC Recycled Wastewater Pipe (Purple) | LF | CITY | Recycled | Pipe | No | Yes | x |  | 3800 | 10 | 10 | #REF!
669 |  | 3800KP | 10" PVC Recycled Wastewater Pipe (Purple) with Paving | LF | JOINT | Recycled | Pipe | No | Yes | x |  | 3800 | 10 | 10 | #REF! | P
670 |  | 3800L | 12" PVC Recycled Wastewater Pipe (Purple) | LF | CITY | Recycled | Pipe | No | Yes | x |  | 3800 | 12 | 12 | #REF!
671 |  | 3800LP | 12" PVC Recycled Wastewater Pipe (Purple) with Paving | LF | JOINT | Recycled | Pipe | No | Yes | x |  | 3800 | 12 | 12 | #REF! | P
672 |  | 3810K | 10" Bar-Wrapped Concrete Cylinder Pipe (Purple) | LF | CITY | Recycled | Pipe | No | Yes | x |  | 3810 | 10 | 10 | #REF!
673 |  | 3810KP | 10" Bar-Wrapped Concrete Cylinder Pipe (Purple) with Paving | LF | JOINT | Recycled | Pipe | No | Yes | x |  | 3810 | 10 | 10 | #REF! | P
674 |  | 3810L | 12" Bar-Wrapped Concrete Cylinder Pipe (Purple) | LF | CITY | Recycled | Pipe | No | Yes | x |  | 3810 | 12 | 12 | #REF!
675 |  | 3810LP | 12" Bar-Wrapped Concrete Cylinder Pipe (Purple) with Paving | LF | JOINT | Recycled | Pipe | No | Yes | x |  | 3810 | 12 | 12 | #REF! | P
676 |  | 3810M | 14" Bar-Wrapped Concrete Cylinder Pipe (Purple) | LF | CITY | Recycled | Pipe | No | Yes | x |  | 3810 | 14 | 14 | #REF!
677 |  | 3810MP | 14" Bar-Wrapped Concrete Cylinder Pipe (Purple) with Paving | LF | JOINT | Recycled | Pipe | No | Yes | x |  | 3810 | 14 | 14 | #REF! | P
678 |  | 3810Q | 16" Bar-Wrapped Concrete Cylinder Pipe (Purple) | LF | CITY | Recycled | Pipe | No | Yes | x |  | 3810 | 16 | 16 | #REF!
679 |  | 3810QP | 16" Bar-Wrapped Concrete Cylinder Pipe (Purple) with Paving | LF | JOINT | Recycled | Pipe | No | Yes | x |  | 3810 | 16 | 16 | #REF! | P
680 |  | 3810R | 18" Bar-Wrapped Concrete Cylinder Pipe (Purple) | LF | CITY | Recycled | Pipe | No | Yes | x |  | 3810 | 18 | 18 | #REF!
681 |  | 3810RP | 18" Bar-Wrapped Concrete Cylinder Pipe (Purple) with Paving | LF | JOINT | Recycled | Pipe | No | Yes | x |  | 3810 | 18 | 18 | #REF! | P
682 |  | 3810S | 20" Bar-Wrapped Concrete Cylinder Pipe (Purple) | LF | CITY | Recycled | Pipe | No | Yes | x |  | 3810 | 20 | 20 | #REF!
683 |  | 3810SP | 20" Bar-Wrapped Concrete Cylinder Pipe (Purple) with Paving | LF | JOINT | Recycled | Pipe | No | Yes | x |  | 3810 | 20 | 20 | #REF! | P
684 |  | 3810V | 24" Bar-Wrapped Concrete Cylinder Pipe (Purple) | LF | CITY | Recycled | Pipe | No | Yes | x |  | 3810 | 24 | 24 | #REF!
685 |  | 3810VP | 24" Bar-Wrapped Concrete Cylinder Pipe (Purple) with Paving | LF | JOINT | Recycled | Pipe | No | Yes | x |  | 3810 | 24 | 24 | #REF! | P
686 |  | 3810W | 27" Bar-Wrapped Concrete Cylinder Pipe (Purple) | LF | CITY | Recycled | Pipe | No | Yes | x |  | 3810 | 27 | 27 | #REF!
687 |  | 3810WP | 27" Bar-Wrapped Concrete Cylinder Pipe (Purple) with Paving | LF | JOINT | Recycled | Pipe | No | Yes | x |  | 3810 | 27 | 27 | #REF! | P
688 |  | 3810Y | 30" Bar-Wrapped Concrete Cylinder Pipe (Purple) | LF | CITY | Recycled | Pipe | No | Yes | x |  | 3810 | 30 | 30 | #REF!
689 |  | 3810YP | 30" Bar-Wrapped Concrete Cylinder Pipe (Purple) with Paving | LF | JOINT | Recycled | Pipe | No | Yes | x |  | 3810 | 30 | 30 | #REF! | P
690 |  | 3810AA | 36" Bar-Wrapped Concrete Cylinder Pipe (Purple) | LF | CITY | Recycled | Pipe | No | Yes | x |  | 3810 | 36 | 36 | #REF!
691 |  | 3810AAP | 36" Bar-Wrapped Concrete Cylinder Pipe (Purple) with Paving | LF | JOINT | Recycled | Pipe | No | Yes | x |  | 3810 | 36 | 36 | #REF! | P
692 |  | 3810AC | 42" Bar-Wrapped Concrete Cylinder Pipe (Purple) | LF | CITY | Recycled | Pipe | No | Yes | x |  | 3810 | 42 | 42 | #REF!
693 |  | 3810ACP | 42" Bar-Wrapped Concrete Cylinder Pipe (Purple) with Paving | LF | JOINT | Recycled | Pipe | No | Yes | x |  | 3810 | 42 | 42 | #REF! | P
694 |  | 3810AE | 48" Bar-Wrapped Concrete Cylinder Pipe (Purple) | LF | CITY | Recycled | Pipe | No | Yes | x |  | 3810 | 48 | 48 | #REF!
695 |  | 3810AEP | 48" Bar-Wrapped Concrete Cylinder Pipe (Purple) with Paving | LF | JOINT | Recycled | Pipe | No | Yes | x |  | 3810 | 48 | 48 | #REF! | P
696 |  | 3820Q | 16" Prestressed Concrete Cylinder Pipe (Purple) | LF | CITY | Recycled | Pipe | No | Yes | x |  | 3820 | 16 | 16 | #REF!
697 |  | 3820QP | 16" Prestressed Concrete Cylinder Pipe (Purple) with Paving | LF | JOINT | Recycled | Pipe | No | Yes | x |  | 3820 | 16 | 16 | #REF! | P
698 |  | 3820R | 18" Prestressed Concrete Cylinder Pipe (Purple) | LF | CITY | Recycled | Pipe | No | Yes | x |  | 3820 | 18 | 18 | #REF!
699 |  | 3820RP | 18" Prestressed Concrete Cylinder Pipe (Purple) with Paving | LF | JOINT | Recycled | Pipe | No | Yes | x |  | 3820 | 18 | 18 | #REF! | P
700 |  | 3820S | 20" Prestressed Concrete Cylinder Pipe (Purple) | LF | CITY | Recycled | Pipe | No | Yes | x |  | 3820 | 20 | 20 | #REF!
701 |  | 3820SP | 20" Prestressed Concrete Cylinder Pipe (Purple) with Paving | LF | JOINT | Recycled | Pipe | No | Yes | x |  | 3820 | 20 | 20 | #REF! | P
702 |  | 3820V | 24" Prestressed Concrete Cylinder Pipe (Purple) | LF | CITY | Recycled | Pipe | No | Yes | x |  | 3820 | 24 | 24 | #REF!
703 |  | 3820VP | 24" Prestressed Concrete Cylinder Pipe (Purple) with Paving | LF | JOINT | Recycled | Pipe | No | Yes | x |  | 3820 | 24 | 24 | #REF! | P
704 |  | 3820Y | 30" Prestressed Concrete Cylinder Pipe (Purple) | LF | CITY | Recycled | Pipe | No | Yes | x |  | 3820 | 30 | 30 | #REF!
705 |  | 3820YP | 30" Prestressed Concrete Cylinder Pipe (Purple) with Paving | LF | JOINT | Recycled | Pipe | No | Yes | x |  | 3820 | 30 | 30 | #REF! | P
706 |  | 3820AA | 36" Prestressed Concrete Cylinder Pipe (Purple) | LF | CITY | Recycled | Pipe | No | Yes | x |  | 3820 | 36 | 36 | #REF!
707 |  | 3820AAP | 36" Prestressed Concrete Cylinder Pipe (Purple) with Paving | LF | JOINT | Recycled | Pipe | No | Yes | x |  | 3820 | 36 | 36 | #REF! | P
708 |  | 3820AC | 42" Prestressed Concrete Cylinder Pipe (Purple) | LF | CITY | Recycled | Pipe | No | Yes | x |  | 3820 | 42 | 42 | #REF!
709 |  | 3820ACP | 42" Prestressed Concrete Cylinder Pipe (Purple) with Paving | LF | JOINT | Recycled | Pipe | No | Yes | x |  | 3820 | 42 | 42 | #REF! | P
710 |  | 3820AE | 48" Prestressed Concrete Cylinder Pipe (Purple) | LF | CITY | Recycled | Pipe | No | Yes | x |  | 3820 | 48 | 48 | #REF!
711 |  | 3820AEP | 48" Prestressed Concrete Cylinder Pipe (Purple) with Paving | LF | JOINT | Recycled | Pipe | No | Yes | x |  | 3820 | 48 | 48 | #REF! | P
712 | 502A | 5020 | Cast Iron Fittings | TN | ALL | Water | Appurtenance | Yes | Yes | x | 502 | 5020
713 | 505AA | 5050 | Water Service | EA | ALL | Water | Appurtenance | Yes | Yes | 201-206 | 505 | 5050
714 | 505A | 5051A | 0.75" Water Service | EA | P.DEV | Water | Appurtenance | Yes | Yes | 201-206 | 505 | 5051 | 0.75 | 0.75 | #REF!
715 | 505B | 5051B | 1" Water Service | EA | P.DEV | Water | Appurtenance | Yes | Yes | 201-206 | 505 | 5051 | 1 | 1 | #REF!
716 | 505C | 5051C | 1.5" Water Service | EA | P.DEV | Water | Appurtenance | Yes | Yes | 201-206 | 505 | 5051 | 1.5 | 1.5 | #REF!
717 | 505D | 5051D | 2" Water Service | EA | P.DEV | Water | Appurtenance | Yes | Yes | 201-206 | 505 | 5051 | 2 | 2 | #REF!
718 | 505E | 5052A | 0.75" Water Service with Transfer | EA | P.DEV | Water | Appurtenance | Yes | Yes | 201-206 | 505 | 5052 | 0.75 | 0.75 | #REF!
719 | 505F | 5052B | 1" Water Service with Transfer | EA | P.DEV | Water | Appurtenance | Yes | Yes | 201-206 | 505 | 5052 | 1 | 1 | #REF!
720 | 505G | 5052C | 1.5" Water Service with Transfer | EA | P.DEV | Water | Appurtenance | Yes | Yes | 201-206 | 505 | 5052 | 1.5 | 1.5 | #REF!
721 | 505H | 5052D | 2" Water Service with Transfer | EA | P.DEV | Water | Appurtenance | Yes | Yes | 201-206 | 505 | 5052 | 2 | 2 | #REF!
722 | 505XD | 5055X | Water Service - Extra Depth | LF | CITY | Water | Excavation | Yes | Yes | x | 505 | 5055 |  |  |  |  | X
723 | 506A | 5060FxF | 4" Combined Service with 4" Meter and Transfer | EA | ALL | Water | Appurtenance | Yes | Yes | 507 | 506 | 5060 | 4 | 4 | #REF! | x | #REF!
724 | 506B | 5060HxH | 6" Combined Service with 6" Meter and Transfer | EA | ALL | Water | Appurtenance | Yes | Yes | 508 | 506 | 5060 | 6 | 6 | #REF! | x | #REF!
725 | 506C | 5060JxH | 8" Combined Service with 6" Meter and Transfer | EA | ALL | Water | Appurtenance | Yes | Yes | 509 | 506 | 5060 | 8 | 8 | #REF! | x | H
726 | 506D | 5060JxJ | 8" Combined Service with 8" Meter and Transfer | EA | ALL | Water | Appurtenance | Yes | Yes | 510 | 506 | 5060 | 8 | 8 | #REF! | x | #REF!
727 | 506E | 5060KxJ | 10" Combined Service with 8" Meter and Transfer | EA | ALL | Water | Appurtenance | Yes | Yes | 511 | 506 | 5060 | 10 | 10 | #REF! | x | J
728 | 506F | 5060KxK | 10" Combined Service with 10" Meter and Transfer | EA | ALL | Water | Appurtenance | Yes | Yes | 512 | 506 | 5060 | 10 | 10 | #REF! | x | #REF!
729 | 506G | 5061FxE | 4" Domestic Service with 3" Meter and Transfer | EA | ALL | Water | Appurtenance | Yes | Yes | 513 | 506 | 5061 | 4 | 4 | #REF! | x | E
730 | 506H | 5061FxF | 4" Domestic Service with 4" Meter and Transfer | EA | ALL | Water | Appurtenance | Yes | Yes | 514 | 506 | 5061 | 4 | 4 | #REF! | x | #REF!
731 | 506I | 5061HxH | 6" Domestic Service with 6" Meter and Transfer | EA | ALL | Water | Appurtenance | Yes | Yes | 515 | 506 | 5061 | 6 | 6 | #REF! | x | #REF!
732 | 506J | 5061JxH | 8" Domestic Service with 6" Meter and Transfer | EA | ALL | Water | Appurtenance | Yes | Yes | 516 | 506 | 5061 | 8 | 8 | #REF! | x | H
733 | 506FF | 5062FxF | 4" Closed Fireline Service with 4" D.C. Device and Transfer | EA | ALL | Water | Appurtenance | Yes | Yes | 517 | 506 | 5062 | 4 | 4 | #REF! | x | #REF!
734 | 506L | 5062HxH | 6" Closed Fireline Service with 6" D.C. Device and Transfer | EA | ALL | Water | Appurtenance | Yes | Yes | 518 | 506 | 5062 | 6 | 6 | #REF! | x | #REF!
735 | 506M | 5062JxH | 8" Closed Fireline Service with 6" D.C. Device and Transfer | EA | ALL | Water | Appurtenance | Yes | Yes | 519 | 506 | 5062 | 8 | 8 | #REF! | x | H
736 | 506N | 5062JxJ | 8" Closed Fireline Service with 8" D.C. Device and Transfer | EA | ALL | Water | Appurtenance | Yes | Yes | 520 | 506 | 5062 | 8 | 8 | #REF! | x | #REF!
737 | 506O | 5062KxK | 10" Closed Fireline Service with 10" D.C. Device and Transfer | EA | ALL | Water | Appurtenance | Yes | Yes | 521 | 506 | 5062 | 10 | 10 | #REF! | x | #REF!
738 | 506P | 5063FxF | 4" Standpipe Fireline Service with 4" Meter and Transfer | EA | ALL | Water | Appurtenance | Yes | Yes | 522 | 506 | 5063 | 4 | 4 | #REF! | x | #REF!
739 | 506R | 5063HxH | 6" Standpipe Fireline Service with 6" Meter and Transfer | EA | ALL | Water | Appurtenance | Yes | Yes | 523 | 506 | 5063 | 6 | 6 | #REF! | x | #REF!
740 | 506S | 5063JxJ | 8" Standpipe Fireline Service with 8" Meter and Transfer | EA | ALL | Water | Appurtenance | Yes | Yes | 525 | 506 | 5063 | 8 | 8 | #REF! | x | #REF!
741 | 506T | 5063KxJ | 10" Standpipe Fireline Service with 8" Meter and Transfer | EA | ALL | Water | Appurtenance | Yes | Yes | 526 | 506 | 5063 | 10 | 10 | #REF! | x | J
742 | 506U | 5063KxK | 10" Standpipe Fireline Service with 10" Meter and Transfer | EA | ALL | Water | Appurtenance | Yes | Yes | 527 | 506 | 5063 | 10 | 10 | #REF! | x | #REF!
743 | 506V | 5064FxF | 4" Combined Service with 4" Meter | EA | ALL | Water | Appurtenance | Yes | Yes | 507 | 506 | 5064 | 4 | 4 | #REF! | x | #REF!
744 | 506W | 5064HxH | 6" Combined Service with 6" Meter | EA | ALL | Water | Appurtenance | Yes | Yes | 508 | 506 | 5064 | 6 | 6 | #REF! | x | #REF!
745 | 506X | 5064JxH | 8" Combined Service with 6" Meter | EA | ALL | Water | Appurtenance | Yes | Yes | 509 | 506 | 5064 | 8 | 8 | #REF! | x | H
746 | 506Y | 5064JxJ | 8" Combined Service with 8" Meter | EA | ALL | Water | Appurtenance | Yes | Yes | 510 | 506 | 5064 | 8 | 8 | #REF! | x | #REF!
747 | 506Z | 5064KxJ | 10" Combined Service with 8" Meter | EA | ALL | Water | Appurtenance | Yes | Yes | 511 | 506 | 5064 | 10 | 10 | #REF! | x | J
748 | 506AA | 5064KxK | 10" Combined Service with 10" Meter | EA | ALL | Water | Appurtenance | Yes | Yes | 512 | 506 | 5064 | 10 | 10 | #REF! | x | #REF!
749 | 506BB | 5065FxE | 4" Domestic Service with 3" Meter | EA | ALL | Water | Appurtenance | Yes | Yes | 513 | 506 | 5065 | 4 | 4 | #REF! | x | E
750 | 506CC | 5065FxF | 4" Domestic Service with 4" Meter | EA | ALL | Water | Appurtenance | Yes | Yes | 514 | 506 | 5065 | 4 | 4 | #REF! | x | #REF!
751 | 506DD | 5065HxH | 6" Domestic Service with 6" Meter | EA | ALL | Water | Appurtenance | Yes | Yes | 515 | 506 | 5065 | 6 | 6 | #REF! | x | #REF!
752 | 506EE | 5065JxJ | 8" Domestic Service with 6" Meter | EA | ALL | Water | Appurtenance | Yes | Yes | 516 | 506 | 5065 | 8 | 8 | #REF! | x | #REF!
753 | 506FF | 5066FxF | 4" Closed Fireline Service with 4" D.C. Device | EA | ALL | Water | Appurtenance | Yes | Yes | 517 | 506 | 5066 | 4 | 4 | #REF! | x | #REF!
754 | 506HH | 5066HxH | 6" Closed Fireline Service with 6" D.C.Device | EA | ALL | Water | Appurtenance | Yes | Yes | 518 | 506 | 5066 | 6 | 6 | #REF! | x | #REF!
755 | 506II | 5066JxH | 8" Closed Fireline Service with 6" D.C.Device | EA | ALL | Water | Appurtenance | Yes | Yes | 519 | 506 | 5066 | 8 | 8 | #REF! | x | H
756 | 506JJ | 5066JxJ | 8" Closed Fireline Service with 8" D.C.Device | EA | ALL | Water | Appurtenance | Yes | Yes | 520 | 506 | 5066 | 8 | 8 | #REF! | x | #REF!
757 | 506KK | 5066KxK | 10" Closed Fireline Service with 10" D.C.Device | EA | ALL | Water | Appurtenance | Yes | Yes | 521 | 506 | 5066 | 10 | 10 | #REF! | x | #REF!
758 | 506LL | 5067FxF | 4" Standpipe Fireline Service with 4" Meter | EA | ALL | Water | Appurtenance | Yes | Yes | 522 | 506 | 5067 | 4 | 4 | #REF! | x | #REF!
759 | 506MM | 5067HxH | 6" Standpipe Fireline Service with 6" Meter | EA | ALL | Water | Appurtenance | Yes | Yes | 523 | 506 | 5067 | 6 | 6 | #REF! | x | #REF!
760 | 506NN | 5067JxJ | 8" Standpipe Fireline Service with 8" Meter | EA | ALL | Water | Appurtenance | Yes | Yes | 525 | 506 | 5067 | 8 | 8 | #REF! | x | #REF!
761 | 506OO | 5067KxJ | 10" Standpipe Fireline Service with 8" Meter | EA | ALL | Water | Appurtenance | Yes | Yes | 526 | 506 | 5067 | 10 | 10 | #REF! | x | J
762 | 506RR | 5067KxK | 10" Standpipe Fireline Service with 10" Meter | EA | ALL | Water | Appurtenance | Yes | Yes | 527 | 506 | 5067 | 10 | 10 | #REF! | x | #REF!
763 |  | 5070 | Install Automated Meter Reading Equipment | EA | ALL | Water | Appurtenance | No | Yes | x | 507 | 5070
764 | 508A | 5080 | Reconnect Existing Water Service | EA | JOINT | Water | Appurtenance | Yes | Yes | x | 508 | 5080
765 | 509A | 5091 | Install Fire Hydrant | EA | ALL | Water | Appurtenance | Yes | Yes | 224 | 509 | 5091
766 | 509B | 5092 | Remove Existing Fire Hydrant | EA | ALL | Water | Appurtenance | Yes | Yes | x | 509 | 5092
767 | 509C | 5093 | Deliver Fire Hydrant | EA | ALL | Water | Appurtenance | Yes | Yes | x | 509 | 5093
768 | 509D | 5094 | Relocate Fire Hydrant | EA | P.DEV | Water | Appurtenance | Yes | Yes | x | 509 | 5094
769 | 509E | Discontinued | Install, Remove, & Deliver Fire Hydrant | EA | CITY | Water | Appurtenance | Yes | No | x | 509 | 5095
770 | 510A | 5100F | 4" Gate Valve | EA | ALL | Water | Appurtenance | Yes | Yes | 219A | 510 | 5100 | 4 | 4 | #REF!
771 | 510B | 5100H | 6" Gate Valve | EA | ALL | Water | Appurtenance | Yes | Yes | 219A | 510 | 5100 | 6 | 6 | #REF!
772 | 510C | 5100J | 8" Gate Valve | EA | ALL | Water | Appurtenance | Yes | Yes | 219A | 510 | 5100 | 8 | 8 | #REF!
773 | 510D | 5100K | 10" Gate Valve | EA | ALL | Water | Appurtenance | Yes | Yes | 219A | 510 | 5100 | 10 | 10 | #REF!
774 | 510E | 5100L | 12" Gate Valve | EA | ALL | Water | Appurtenance | Yes | Yes | 219A | 510 | 5100 | 12 | 12 | #REF!
775 | 510EX | Discontinued | 12" Gate Valve (Extra Depth?) | EA | ALL | Water | Appurtenance | Yes | No | x | 510
776 | 510F | 5100Q | 16" Gate Valve | EA | ALL | Water | Appurtenance | Yes | Yes | 219A | 510 | 5100 | 16 | 16 | #REF!
777 | 510FX | Discontinued | 16" Gate Valve (Extra Depth?) | EA | ALL | Water | Appurtenance | Yes | No | x | 510
778 | 510G | 5100R | 18" Gate Valve | EA | ALL | Water | Appurtenance | Yes | Yes | x | 510 | 5100 | 18 | 18 | #REF!
779 | 510H | 5100S | 20" Gate Valve | EA | ALL | Water | Appurtenance | Yes | Yes | x | 510 | 5100 | 20 | 20 | #REF!
780 | 510HX | Discontinued | Placing 20" Gate Valve | EA | ALL | Water | Appurtenance | Yes | No | x | 510
781 | 510I | 5100V | 24" Gate Valve | EA | ALL | Water | Appurtenance | Yes | Yes | x | 510 | 5100 | 24 | 24 | #REF!
782 | 510IX | Discontinued | Placing 24" Gate Valve | EA | ALL | Water | Appurtenance | Yes | No | x | 510
783 | 510J | 5100Y | 30" Gate Valve | EA | ALL | Water | Appurtenance | Yes | Yes | x | 510 | 5100 | 30 | 30 | #REF!
784 | 510JX | Discontinued | Placing 30" Gate Valve | EA | ALL | Water | Appurtenance | Yes | No | x | 510
785 | 510K | 5100AA | 36" Gate Valve | EA | ALL | Water | Appurtenance | Yes | Yes | x | 510 | 5100 | 36 | 36 | #REF!
786 | 510L | 5100AC | 42" Gate Valve | EA | ALL | Water | Appurtenance | Yes | Yes | x | 510 | 5100 | 42 | 42 | #REF!
787 | 510M | 5100AE | 48" Gate Valve | EA | ALL | Water | Appurtenance | Yes | Yes | x | 510 | 5100 | 48 | 48 | #REF!
788 | 510N | 5100AF | 54" Gate Valve | EA | ALL | Water | Appurtenance | Yes | Yes | x | 510 | 5100 | 54 | 54 | #REF!
789 | 510O | 5100AG | 60" Gate Valve | EA | ALL | Water | Appurtenance | Yes | Yes | x | 510 | 5100 | 60 | 60 | #REF!
790 | 510P | 5100AH | 66" Gate Valve | EA | ALL | Water | Appurtenance | Yes | Yes | x | 510 | 5100 | 66 | 66 | #REF!
791 | 510Q | 5100AJ | 72" Gate Valve | EA | ALL | Water | Appurtenance | Yes | Yes | x | 510 | 5100 | 72 | 72 | #REF!
792 | 510R | 5100AK | 78" Gate Valve | EA | ALL | Water | Appurtenance | Yes | Yes | x | 510 | 5100 | 78 | 78 | #REF!
793 | 510S | 5100AL | 84" Gate Valve | EA | ALL | Water | Appurtenance | Yes | Yes | x | 510 | 5100 | 84 | 84 | #REF!
794 | 510T | 5100AM | 90" Gate Valve | EA | ALL | Water | Appurtenance | Yes | Yes | x | 510 | 5100 | 90 | 90 | #REF!
795 |  | 5105F | 4" Gate Valve (Place Only) | EA | CITY | Water | Appurtenance | No | Yes | 219A |  | 5105 | 4 | 4 | #REF!
796 |  | 5105H | 6" Gate Valve (Place Only) | EA | CITY | Water | Appurtenance | No | Yes | 219A |  | 5105 | 6 | 6 | #REF!
797 |  | 5105J | 8" Gate Valve (Place Only) | EA | CITY | Water | Appurtenance | No | Yes | 219A |  | 5105 | 8 | 8 | #REF!
798 |  | 5105K | 10" Gate Valve (Place Only) | EA | CITY | Water | Appurtenance | No | Yes | 219A |  | 5105 | 10 | 10 | #REF!
799 |  | 5105L | 12" Gate Valve (Place Only) | EA | CITY | Water | Appurtenance | No | Yes | 219A |  | 5105 | 12 | 12 | #REF!
800 |  | 5105Q | 16" Gate Valve (Place Only) | EA | CITY | Water | Appurtenance | No | Yes | 219A |  | 5105 | 16 | 16 | #REF!
801 |  | 5105R | 18" Gate Valve (Place Only) | EA | CITY | Water | Appurtenance | No | Yes | x |  | 5105 | 18 | 18 | #REF!
802 |  | 5105S | 20" Gate Valve (Place Only) | EA | CITY | Water | Appurtenance | No | Yes | x |  | 5105 | 20 | 20 | #REF!
803 |  | 5105V | 24" Gate Valve (Place Only) | EA | CITY | Water | Appurtenance | No | Yes | x |  | 5105 | 24 | 24 | #REF!
804 |  | 5105Y | 30" Gate Valve (Place Only) | EA | CITY | Water | Appurtenance | No | Yes | x |  | 5105 | 30 | 30 | #REF!
805 |  | 5105AA | 36" Gate Valve (Place Only) | EA | CITY | Water | Appurtenance | No | Yes | x |  | 5105 | 36 | 36 | #REF!
806 |  | 5105AC | 42" Gate Valve (Place Only) | EA | CITY | Water | Appurtenance | No | Yes | x |  | 5105 | 42 | 42 | #REF!
807 |  | 5105AE | 48" Gate Valve (Place Only) | EA | CITY | Water | Appurtenance | No | Yes | x |  | 5105 | 48 | 48 | #REF!
808 |  | 5105AF | 54" Gate Valve (Place Only) | EA | CITY | Water | Appurtenance | No | Yes | x |  | 5105 | 54 | 54 | #REF!
809 |  | 5105AG | 60" Gate Valve (Place Only) | EA | CITY | Water | Appurtenance | No | Yes | x |  | 5105 | 60 | 60 | #REF!
810 |  | 5105AH | 66" Gate Valve (Place Only) | EA | CITY | Water | Appurtenance | No | Yes | x |  | 5105 | 66 | 66 | #REF!
811 |  | 5105AJ | 72" Gate Valve (Place Only) | EA | CITY | Water | Appurtenance | No | Yes | x |  | 5105 | 72 | 72 | #REF!
812 |  | 5105AK | 78" Gate Valve (Place Only) | EA | CITY | Water | Appurtenance | No | Yes | x |  | 5105 | 78 | 78 | #REF!
813 |  | 5105AL | 84" Gate Valve (Place Only) | EA | CITY | Water | Appurtenance | No | Yes | x |  | 5105 | 84 | 84 | #REF!
814 |  | 5105AM | 90" Gate Valve (Place Only) | EA | CITY | Water | Appurtenance | No | Yes | x |  | 5105 | 90 | 90 | #REF!
815 | 511A | 5110FxF | 4"x4" Tapping Sleeve | EA | ALL | Water | Fitting | Yes | Yes | 217 | 511 | 5110 | 4 | 4 | #REF! |  | xF
816 | 511B | 5110HxH | 6"x6" Tapping Sleeve | EA | ALL | Water | Fitting | Yes | Yes | 217 | 511 | 5110 | 6 | 6 | #REF! |  | xH
817 | 511C | 5110JxD | 8"x2" Tapping Sleeve | EA | ALL | Water | Fitting | Yes | Yes | 217 | 511 | 5110 | 8 | 8 | #REF! |  | xD
818 | 511D | 5110JxH | 8"x6" Tapping Sleeve | EA | ALL | Water | Fitting | Yes | Yes | 217 | 511 | 5110 | 8 | 8 | #REF! |  | xH
819 | 511E | 5110JxJ | 8"x8" Tapping Sleeve | EA | ALL | Water | Fitting | Yes | Yes | 217 | 511 | 5110 | 8 | 8 | #REF! |  | xJ
820 | 511F | 5110KxJ | 10"x8" Tapping Sleeve | EA | ALL | Water | Fitting | Yes | Yes | 217 | 511 | 5110 | 10 | 10 | #REF! |  | xJ
821 | 511G | 5110LxJ | 12"x8" Tapping Sleeve | EA | ALL | Water | Fitting | Yes | Yes | 217 | 511 | 5110 | 12 | 12 | #REF! |  | xJ
822 | 511H | 5110LxL | 12"x12" Tapping Sleeve | EA | ALL | Water | Fitting | Yes | Yes | 217 | 511 | 5110 | 12 | 12 | #REF! |  | xL
823 | 511I | 5110QxJ | 16"x8" Tapping Sleeve | EA | ALL | Water | Fitting | Yes | Yes | 217 | 511 | 5110 | 16 | 16 | #REF! |  | xJ
824 | 511J | 5110QxL | 16"x12" Tapping Sleeve | EA | ALL | Water | Fitting | Yes | Yes | 217 | 511 | 5110 | 16 | 16 | #REF! |  | xL
825 | 511K | 5110SxJ | 20"x8" Tapping Sleeve | EA | ALL | Water | Fitting | Yes | Yes | 217 | 511 | 5110 | 20 | 20 | #REF! |  | xJ
826 | 511L | 5110SxL | 20"x12" Tapping Sleeve | EA | ALL | Water | Fitting | Yes | Yes | 217 | 511 | 5110 | 20 | 20 | #REF! |  | xL
827 | 511M | 5110VxL | 24"x12" Tapping Sleeve | EA | ALL | Water | Fitting | Yes | Yes | 217 | 511 | 5110 | 24 | 24 | #REF! |  | xL
828 | 511N | 5110VxQ | 24"x16" Tapping Sleeve | EA | ALL | Water | Fitting | Yes | Yes | 217 | 511 | 5110 | 24 | 24 | #REF! |  | xQ
829 | 511O | 5110YxL | 30"x12" Tapping Sleeve | EA | ALL | Water | Fitting | Yes | Yes | 217 | 511 | 5110 | 30 | 30 | #REF! |  | xL
830 | 511P | 5110AAxH | 36"x6" Tapping Sleeve | EA | ALL | Water | Fitting | Yes | Yes | 217 | 511 | 5110 | 36 | 36 | #REF! |  | xH
831 | 511Q | 5110AAxL | 36"x12" Tapping Sleeve | EA | ALL | Water | Fitting | Yes | Yes | 217 | 511 | 5110 | 36 | 36 | #REF! |  | xL
832 | 511R | 5110VxJ | 24"x8" Tapping Sleeve | EA | ALL | Water | Fitting | Yes | Yes | 217 | 511 | 5110 | 24 | 24 | #REF! |  | xJ
833 | 511S | 5110QxQ | 16"x16" Tapping Sleeve | EA | ALL | Water | Fitting | Yes | Yes | 217 | 511 | 5110 | 16 | 16 | #REF! |  | xQ
834 | 511T | 5110RxJ | 18"x8" Tapping Sleeve | EA | ALL | Water | Fitting | Yes | Yes | 217 | 511 | 5110 | 18 | 18 | #REF! |  | xJ
835 | 511U | 5110SxQ | 20"x16" Tapping Sleeve | EA | ALL | Water | Fitting | Yes | Yes | 217 | 511 | 5110 | 20 | 20 | #REF! |  | xQ
836 | 511V | 5110YxQ | 30"x16" Tapping Sleeve | EA | ALL | Water | Fitting | Yes | Yes | 217 | 511 | 5110 | 30 | 30 | #REF! |  | xQ
837 | 511W | 5110AAxQ | 36"x16" Tapping Sleeve | EA | ALL | Water | Fitting | Yes | Yes | 217 | 511 | 5110 | 36 | 36 | #REF! |  | xQ
838 | 511X | 5110YxV | 30"x24" Tapping Sleeve | EA | ALL | Water | Fitting | Yes | Yes | 217 | 511 | 5110 | 30 | 30 | #REF! |  | xV
839 | 511Z | 5110JxF | 8"x4" Tapping Sleeve | EA | ALL | Water | Fitting | Yes | Yes | 217 | 511 | 5110 | 8 | 8 | #REF! |  | xF
840 | 511AA | 5110LxH | 12"x6" Tapping Sleeve | EA | ALL | Water | Fitting | Yes | Yes | 217 | 511 | 5110 | 12 | 12 | #REF! |  | xH
841 | 511BB | 5110ACxL | 42"x12" Tapping Sleeve | EA | ALL | Water | Fitting | Yes | Yes | 217 | 511 | 5110 | 42 | 42 | #REF! |  | xL
842 | 511CC | 5110KxK | 10"x10" Tapping Sleeve | EA | ALL | Water | Fitting | Yes | Yes | 217 | 511 | 5110 | 10 | 10 | #REF! |  | xK
843 | 511DD | 5110QxH | 16"x6" Tapping Sleeve | EA | ALL | Water | Fitting | Yes | Yes | 217 | 511 | 5110 | 16 | 16 | #REF! |  | xH
844 | 511EE | 5110MxD | 14"x2" Tapping Sleeve | EA | ALL | Water | Fitting | Yes | Yes | 217 | 511 | 5110 | 14 | 14 | #REF! |  | xD
845 | 511FF | 5110AAxJ | 36"x8" Tapping Sleeve | EA | ALL | Water | Fitting | Yes | Yes | 217 | 511 | 5110 | 36 | 36 | #REF! |  | xJ
846 | 511GG | 5110LxD | 12"x2" Tapping Sleeve | EA | ALL | Water | Fitting | Yes | Yes | 217 | 511 | 5110 | 12 | 12 | #REF! |  | xD
847 | 511HH | 5110ALxAE | 84"x48" Tapping Sleeve | EA | ALL | Water | Fitting | Yes | Yes | 217 | 511 | 5110 | 84 | 84 | #REF! |  | xAE
848 | 511II | 5110AAxS | 36"x20" Tapping Sleeve | EA | ALL | Water | Fitting | Yes | Yes | 217 | 511 | 5110 | 36 | 36 | #REF! |  | xS
849 | 511JJ | 5110AExQ | 48"x16" Tapping Sleeve | EA | ALL | Water | Fitting | Yes | Yes | 217 | 511 | 5110 | 48 | 48 | #REF! |  | xQ
850 | 511KK | 5110LxF | 12"x4" Tapping Sleeve | EA | ALL | Water | Fitting | Yes | Yes | 217 | 511 | 5110 | 12 | 12 | #REF! |  | xF
851 | 511LL | 5110HxF | 6"x4" Tapping Sleeve | EA | ALL | Water | Fitting | Yes | Yes | 217 | 511 | 5110 | 6 | 6 | #REF! |  | xF
852 | 511MM | 5110RxL | 18" x 12" Tapping Sleeve | EA | ALL | Water | Fitting | Yes | Yes | 217 | 511 | 5110 | 18 | 18 | #REF! |  | xL
853 | 512 | Discontinued | Remove, Salvage, & Deliver _" Valve | EA | ALL | Water | Appurtenance | Yes | No | x | 512 | 5120
854 |  | 5120F | Remove, Salvage, & Deliver 4" Valve | EA | CITY | Water | Appurtenance | No | Yes | x | 512 | 5120 | 4 | 4 | #REF!
855 |  | 5120H | Remove, Salvage, & Deliver 6" Valve | EA | CITY | Water | Appurtenance | No | Yes | x | 512 | 5120 | 6 | 6 | #REF!
856 |  | 5120J | Remove, Salvage, & Deliver 8" Valve | EA | CITY | Water | Appurtenance | No | Yes | x | 512 | 5120 | 8 | 8 | #REF!
857 |  | 5120K | Remove, Salvage, & Deliver 10" Valve | EA | CITY | Water | Appurtenance | No | Yes | x | 512 | 5120 | 10 | 10 | #REF!
858 |  | 5120L | Remove, Salvage, & Deliver 12" Valve | EA | CITY | Water | Appurtenance | No | Yes | x | 512 | 5120 | 12 | 12 | #REF!
859 |  | 5120Q | Remove, Salvage, & Deliver 16" Valve | EA | CITY | Water | Appurtenance | No | Yes | x | 512 | 5120 | 16 | 16 | #REF!
860 |  | 5120R | Remove, Salvage, & Deliver 18" Valve | EA | CITY | Water | Appurtenance | No | Yes | x | 512 | 5120 | 18 | 18 | #REF!
861 |  | 5120S | Remove, Salvage, & Deliver 20" Valve | EA | CITY | Water | Appurtenance | No | Yes | x | 512 | 5120 | 20 | 20 | #REF!
862 |  | 5120V | Remove, Salvage, & Deliver 24" Valve | EA | CITY | Water | Appurtenance | No | Yes | x | 512 | 5120 | 24 | 24 | #REF!
863 |  | 5120Y | Remove, Salvage, & Deliver 30" Valve | EA | CITY | Water | Appurtenance | No | Yes | x | 512 | 5120 | 30 | 30 | #REF!
864 |  | 5120AA | Remove, Salvage, & Deliver 36" Valve | EA | CITY | Water | Appurtenance | No | Yes | x | 512 | 5120 | 36 | 36 | #REF!
865 |  | 5120AC | Remove, Salvage, & Deliver 42" Valve | EA | CITY | Water | Appurtenance | No | Yes | x | 512 | 5120 | 42 | 42 | #REF!
866 |  | 5120AE | Remove, Salvage, & Deliver 48" Valve | EA | CITY | Water | Appurtenance | No | Yes | x | 512 | 5120 | 48 | 48 | #REF!
867 |  | 5120AF | Remove, Salvage, & Deliver 54" Valve | EA | CITY | Water | Appurtenance | No | Yes | x | 512 | 5120 | 54 | 54 | #REF!
868 |  | 5120AG | Remove, Salvage, & Deliver 60" Valve | EA | CITY | Water | Appurtenance | No | Yes | x | 512 | 5120 | 60 | 60 | #REF!
869 |  | 5120AH | Remove, Salvage, & Deliver 66" Valve | EA | CITY | Water | Appurtenance | No | Yes | x | 512 | 5120 | 66 | 66 | #REF!
870 |  | 5120AJ | Remove, Salvage, & Deliver 72" Valve | EA | CITY | Water | Appurtenance | No | Yes | x | 512 | 5120 | 72 | 72 | #REF!
871 |  | 5120AK | Remove, Salvage, & Deliver 78" Valve | EA | CITY | Water | Appurtenance | No | Yes | x | 512 | 5120 | 78 | 78 | #REF!
872 |  | 5120AL | Remove, Salvage, & Deliver 84" Valve | EA | CITY | Water | Appurtenance | No | Yes | x | 512 | 5120 | 84 | 84 | #REF!
873 |  | 5120AM | Remove, Salvage, & Deliver 90" Valve | EA | CITY | Water | Appurtenance | No | Yes | x | 512 | 5120 | 90 | 90 | #REF!
874 | 513A | 5130H | 6" Cut-In Valve | EA | ALL | Water | Appurtenance | Yes | Yes | x | 513 | 5130 | 6 | 6 | #REF!
875 | 513B | 5130J | 8" Cut-In Valve | EA | ALL | Water | Appurtenance | Yes | Yes | x | 513 | 5130 | 8 | 8 | #REF!
876 | 513C | 5130L | 12" Cut-In Valve | EA | ALL | Water | Appurtenance | Yes | Yes | x | 513 | 5130 | 12 | 12 | #REF!
877 | 513D | 5130Q | 16" Cut-In Valve | EA | ALL | Water | Appurtenance | Yes | Yes | x | 513 | 5130 | 16 | 16 | #REF!
878 | 514A | 5140H | 6" Flap Valve | EA | ALL | Water | Appurtenance | Yes | Yes | x | 514 | 5140 | 6 | 6 | #REF!
879 | 514B | 5140J | 8" Flap Valve | EA | ALL | Water | Appurtenance | Yes | Yes | x | 514 | 5140 | 8 | 8 | #REF!
880 |  | 5140K | 10" Flap Valve | EA | ALL | Water | Appurtenance | Yes | Yes | x
881 | 514C | 5140L | 12" Flap Valve | EA | ALL | Water | Appurtenance | Yes | Yes | x | 514 | 5140 | 12 | 12 | #REF!
882 | 515A | 5150AE | 48" Access Manhole | EA | CITY | Water | Appurtenance | Yes | Yes | x | 515 | 5150 | 48 | 48 | #REF!
883 | 515B | 5150AF | 54" Access Manhole | EA | CITY | Water | Appurtenance | Yes | Yes | x | 515 | 5150 | 54 | 54 | #REF!
884 | 515C | 5150AG | 60" Access Manhole | EA | CITY | Water | Appurtenance | Yes | Yes | x | 515 | 5150 | 60 | 60 | #REF!
885 | 515D | 5150AJ | 72" Access Manhole | EA | CITY | Water | Appurtenance | Yes | Yes | x | 515 | 5150 | 72 | 72 | #REF!
886 | 515E | 5155AE | 48" Access Manhole with Blowoff | EA | CITY | Water | Appurtenance | Yes | Yes | x | 515 | 5155 | 48 | 48 | #REF!
887 | 515EX | Discontinued | 48" Access Manhole with Blowoff (Extra Depth (8'-12')?) | EA | CITY | Water | Appurtenance | Yes | No | x | 515
888 | 515F | 5155AG | 60" Access Manhole with Blowoff | EA | CITY | Water | Appurtenance | Yes | Yes | x | 515 | 5155 | 60 | 60 | #REF!
889 | 515G | 5155AJ | 72" Access Manhole with Blowoff | EA | CITY | Water | Appurtenance | Yes | Yes | x | 515 | 5155 | 72 | 72 | #REF!
890 | 516A | 5160AG | 60" Diameter Water Manhole | EA | CITY | Water | Appurtenance | Yes | Yes | x | 516 | 5160 | 60 | 60 | #REF!
891 | 516AX | Discontinued | 60" Diameter Water Manhole (Extra Depth (8'-12')?) | EA | CITY | Water | Appurtenance | Yes | No | x | 516
892 | 516AP | 5160AGP | 60" Diameter Water Manhole with Paving | EA | JOINT | Water | Appurtenance | Yes | Yes | x | 516 | 5160 | 60 | 60 | #REF! | P
893 | 516B | 5160AJ | 72" Diameter Water Manhole | EA | CITY | Water | Appurtenance | Yes | Yes | x | 516 | 5160 | 72 | 72 | #REF!
894 | 516BX | Discontinued | 72" Diameter Water Manhole (Extra Depth (8'-12')?) | EA | CITY | Water | Appurtenance | Yes | No | x | 516
895 | 516BP | 5160AJP | 72" Diameter Water Manhole with Paving | EA | JOINT | Water | Appurtenance | Yes | Yes | x | 516 | 5160 | 72 | 72 | #REF! | P
896 | 517 | 5170F | 4" Pressure Reducing Valve & Vault | EA | ALL | Water | Appurtenance | Yes | Yes | x | 517 | 5170 | 4 | 4 | #REF!
897 | 517 | 5170H | 6" Pressure Reducing Valve & Vault | EA | ALL | Water | Appurtenance | Yes | Yes | x | 517 | 5170 | 6 | 6 | #REF!
898 | 517 | 5170J | 8" Pressure Reducing Valve & Vault | EA | ALL | Water | Appurtenance | Yes | Yes | x | 517 | 5170 | 8 | 8 | #REF!
899 | 517 | 5170K | 10" Pressure Reducing Valve & Vault | EA | ALL | Water | Appurtenance | Yes | Yes | x | 517 | 5170 | 10 | 10 | #REF!
900 | 517 | 5170L | 12" Pressure Reducing Valve & Vault | EA | ALL | Water | Appurtenance | Yes | Yes | x | 517 | 5170 | 12 | 12 | #REF!
901 | 517 | 5170Q | 16" Pressure Reducing Valve & Vault | EA | ALL | Water | Appurtenance | Yes | Yes | x | 517 | 5170 | 16 | 16 | #REF!
902 | 517 | 5170S | 20" Pressure Reducing Valve & Vault | EA | ALL | Water | Appurtenance | Yes | Yes | x | 517 | 5170 | 20 | 20 | #REF!
903 | 517 | 5170V | 24" Pressure Reducing Valve & Vault | EA | ALL | Water | Appurtenance | Yes | Yes | x | 517 | 5170 | 24 | 24 | #REF!
904 | 517 | 5170Y | 30" Pressure Reducing Valve & Vault | EA | ALL | Water | Appurtenance | Yes | Yes | x | 517 | 5170 | 30 | 30 | #REF!
905 | 517 | 5170AA | 36" Pressure Reducing Valve & Vault | EA | ALL | Water | Appurtenance | Yes | Yes | x | 517 | 5170 | 36 | 36 | #REF!
906 |  | 5180AEX | 48" Water Manhole -Extra Depth (+20') | EA | ALL | Water | Appurtenance | No | Yes | x
907 |  | 5180AGX | 60" Water Manhole -Extra Depth (+20') | EA | ALL | Water | Appurtenance | No | Yes | x |  | 5180 | 60 | 60 | #REF! |  | X
908 |  | 5180AJX | 72" Water Manhole -Extra Depth (+20') | EA | ALL | Water | Appurtenance | No | Yes | x |  | 5180 | 72 | 72 | #REF! |  | X
909 |  | 5180AEPX | 48" Water Manhole with Paving -Extra Depth (+20') | EA | ALL | Water | Appurtenance | No | Yes | x
910 |  | 5180AGPX | 60" Water Manhole with Paving -Extra Depth (+20') | EA | ALL | Water | Appurtenance | No | Yes | x |  | 5180 | 60 | 60 | #REF! | P | X
911 |  | 5180AJPX | 72" Water Manhole with Paving -Extra Depth (+20') | EA | ALL | Water | Appurtenance | No | Yes | x |  | 5180 | 72 | 72 | #REF! | P | X
912 | 520A | 5200J | 8" Butterfly Valve | EA | ALL | Water | Appurtenance | Yes | Yes | 214, 215 | 520 | 5200 | 8 | 8 | #REF!
913 | 520B | 5200Q | 16" Butterfly Valve | EA | ALL | Water | Appurtenance | Yes | Yes | 214, 215 | 520 | 5200 | 16 | 16 | #REF!
914 | 520C | 5200R | 18" Butterfly Valve | EA | ALL | Water | Appurtenance | Yes | Yes | 214, 215 | 520 | 5200 | 18 | 18 | #REF!
915 | 520D | 5200S | 20" Butterfly Valve | EA | ALL | Water | Appurtenance | Yes | Yes | 214, 215 | 520 | 5200 | 20 | 20 | #REF!
916 | 520E | 5200V | 24" Butterfly Valve | EA | ALL | Water | Appurtenance | Yes | Yes | 214, 215 | 520 | 5200 | 24 | 24 | #REF!
917 | 520F | 5200Y | 30" Butterfly Valve | EA | ALL | Water | Appurtenance | Yes | Yes | 214, 215 | 520 | 5200 | 30 | 30 | #REF!
918 | 520G | 5200AA | 36" Butterfly Valve | EA | ALL | Water | Appurtenance | Yes | Yes | 214, 215 | 520 | 5200 | 36 | 36 | #REF!
919 | 520H | 5200AC | 42" Butterfly Valve | EA | ALL | Water | Appurtenance | Yes | Yes | 214, 215 | 520 | 5200 | 42 | 42 | #REF!
920 | 520I | 5200AE | 48" Butterfly Valve | EA | ALL | Water | Appurtenance | Yes | Yes | 214, 215 | 520 | 5200 | 48 | 48 | #REF!
921 | 520IX | Discontinued | 48" Butterfly Valve (Extra Depth?) | EA | ALL | Water | Appurtenance | Yes | No |  | 520 | 5200 | 48 | 48 | #REF! |  | X
922 | 520J | 5200AF | 54" Butterfly Valve | EA | ALL | Water | Appurtenance | Yes | Yes | 214, 215 | 520 | 5200 | 54 | 54 | #REF!
923 | 520K | 5200AG | 60" Butterfly Valve | EA | ALL | Water | Appurtenance | Yes | Yes | 214, 215 | 520 | 5200 | 60 | 60 | #REF!
924 | 520L | 5200AH | 66" Butterfly Valve | EA | ALL | Water | Appurtenance | Yes | Yes | 214, 215 | 520 | 5200 | 66 | 66 | #REF!
925 | 520LX | Discontinued | 66" Butterfly Valve (Extra Depth?) | EA | ALL | Water | Appurtenance | Yes | No |  | 520 | 5200 | 66 | 66 | #REF! |  | X
926 | 520LXX | Discontinued | 66" Butterfly Valve (Extra Depth?) | EA | ALL | Water | Appurtenance | Yes | No |  | 520 | 5200 | 66 | 66 | #REF! |  | X
927 | 520M | 5200AJ | 72" Butterfly Valve | EA | ALL | Water | Appurtenance | Yes | Yes | 214, 215 | 520 | 5200 | 72 | 72 | #REF!
928 | 520MX | Discontinued | 72" Butterfly Valve (Extra Depth?) | EA | ALL | Water | Appurtenance | Yes | No |  | 520 | 5200 | 72 | 72 | #REF! |  | X
929 | 520N | 5200AL | 84" Butterfly Valve | EA | ALL | Water | Appurtenance | Yes | Yes | 214, 215 | 520 | 5200 | 84 | 84 | #REF!
930 | 520O | 5200AN | 96" Butterfly Valve | EA | ALL | Water | Appurtenance | Yes | Yes | 214, 215 | 520 | 5200 | 96 | 96 | #REF!
931 |  | 5205J | 8" Butterfly Valve (Place Only) | EA | ALL | Water | Appurtenance | No | Yes | 214, 215 |  | 5205 | 8 | 8 | #REF!
932 |  | 5205Q | 16" Butterfly Valve (Place Only) | EA | ALL | Water | Appurtenance | No | Yes | 214, 215 |  | 5205 | 16 | 16 | #REF!
933 |  | 5205R | 18" Butterfly Valve (Place Only) | EA | ALL | Water | Appurtenance | No | Yes | 214, 215 |  | 5205 | 18 | 18 | #REF!
934 |  | 5205S | 20" Butterfly Valve (Place Only) | EA | ALL | Water | Appurtenance | No | Yes | 214, 215 |  | 5205 | 20 | 20 | #REF!
935 |  | 5205V | 24" Butterfly Valve (Place Only) | EA | ALL | Water | Appurtenance | No | Yes | 214, 215 |  | 5205 | 24 | 24 | #REF!
936 |  | 5205Y | 30" Butterfly Valve (Place Only) | EA | ALL | Water | Appurtenance | No | Yes | 214, 215 |  | 5205 | 30 | 30 | #REF!
937 |  | 5205AA | 36" Butterfly Valve (Place Only) | EA | ALL | Water | Appurtenance | No | Yes | 214, 215 |  | 5205 | 36 | 36 | #REF!
938 |  | 5205AC | 42" Butterfly Valve (Place Only) | EA | ALL | Water | Appurtenance | No | Yes | 214, 215 |  | 5205 | 42 | 42 | #REF!
939 |  | 5205AE | 48" Butterfly Valve (Place Only) | EA | ALL | Water | Appurtenance | No | Yes | 214, 215 |  | 5205 | 48 | 48 | #REF!
940 |  | 5205AF | 54" Butterfly Valve (Place Only) | EA | ALL | Water | Appurtenance | No | Yes | 214, 215 |  | 5205 | 54 | 54 | #REF!
941 |  | 5205AG | 60" Butterfly Valve (Place Only) | EA | ALL | Water | Appurtenance | No | Yes | 214, 215 |  | 5205 | 60 | 60 | #REF!
942 |  | 5205AH | 66" Butterfly Valve (Place Only) | EA | ALL | Water | Appurtenance | No | Yes | 214, 215 |  | 5205 | 66 | 66 | #REF!
943 |  | 5205AJ | 72" Butterfly Valve (Place Only) | EA | ALL | Water | Appurtenance | No | Yes | 214, 215 |  | 5205 | 72 | 72 | #REF!
944 |  | 5205AL | 84" Butterfly Valve (Place Only) | EA | ALL | Water | Appurtenance | No | Yes | 214, 215 |  | 5205 | 84 | 84 | #REF!
945 |  | 5205AN | 96" Butterfly Valve (Place Only) | EA | ALL | Water | Appurtenance | No | Yes | 214, 215 |  | 5205 | 96 | 96 | #REF!
946 | 550A | 5500D | 2" Water Main (BOTOC) | LF | ALL | Water | Std. BOTOC | Yes | Yes | 101 | 550 | 5500 | 2 | 2 | #REF!
947 | 550B | 5500F | 4" Water Main (BOTOC) | LF | ALL | Water | Std. BOTOC | Yes | Yes | 101 | 550 | 5500 | 4 | 4 | #REF!
948 | 550C | 5500H | 6" Water Main (BOTOC) | LF | ALL | Water | Std. BOTOC | Yes | Yes | 101 | 550 | 5500 | 6 | 6 | #REF!
949 | 550D | 5500J | 8" Water Main (BOTOC) | LF | ALL | Water | Std. BOTOC | Yes | Yes | 101 | 550 | 5500 | 8 | 8 | #REF!
950 | 550DT | Discontinued | 8" Water Main (Horiz. Directional Drilling) | LF | ALL | Water | Std. BOTOC | Yes | No | x | 550 | 5505 | 8 | 8 | #REF!
951 | 550DT1 | Discontinued | 12" Water By Horiz Dir Drilling | LF | ALL | Water | Std. BOTOC | Yes | No | x | 550 | 5500 | 12 | 12 | #REF!
952 | 550E | 5500L | 12" Water Main (BOTOC) | LF | ALL | Water | Std. BOTOC | Yes | Yes | 101 | 550 | 5500 | 12 | 12 | #REF!
953 | 550ET | Discontinued | 12" Water Main by Horiz Directional Drilling | LF | ALL | Water | Std. BOTOC | Yes | No | x | 550 | 5505 | 12 | 12 | #REF!
954 | 550F | 5500Q | 16" Water Main (BOTOC) | LF | ALL | Water | Std. BOTOC | Yes | Yes | 101 | 550 | 5500 | 16 | 16 | #REF!
955 | 550G | 5500R | 18" Water Main (BOTOC) | LF | ALL | Water | Std. BOTOC | Yes | Yes | 101 | 550 | 5500 | 18 | 18 | #REF!
956 | 550H | 5500S | 20" Water Main (BOTOC) | LF | ALL | Water | Std. BOTOC | Yes | Yes | 101 | 550 | 5500 | 20 | 20 | #REF!
957 | 550I | 5500V | 24" Water Main (BOTOC) | LF | ALL | Water | Std. BOTOC | Yes | Yes | 101 | 550 | 5500 | 24 | 24 | #REF!
958 | 550J | 5500Y | 30" Water Main (BOTOC) | LF | ALL | Water | Std. BOTOC | Yes | Yes | 101 | 550 | 5500 | 30 | 30 | #REF!
959 | 550K | 5500AA | 36" Water Main (BOTOC) | LF | ALL | Water | Std. BOTOC | Yes | Yes | 101 | 550 | 5500 | 36 | 36 | #REF!
960 | 550L | 5500AC | 42" Water Main (BOTOC) | LF | ALL | Water | Std. BOTOC | Yes | Yes | 101 | 550 | 5500 | 42 | 42 | #REF!
961 | 550M | 5500AE | 48" Water Main (BOTOC) | LF | ALL | Water | Std. BOTOC | Yes | Yes | 101 | 550 | 5500 | 48 | 48 | #REF!
962 | 550N | 5500AF | 54" Water Main (BOTOC) | LF | ALL | Water | Std. BOTOC | Yes | Yes | 101 | 550 | 5500 | 54 | 54 | #REF!
963 | 550O | 5500AG | 60" Water Main (BOTOC) | LF | ALL | Water | Std. BOTOC | Yes | Yes | 101 | 550 | 5500 | 60 | 60 | #REF!
964 | 550P | 5500AH | 66" Water Main (BOTOC) | LF | ALL | Water | Std. BOTOC | Yes | Yes | 101 | 550 | 5500 | 66 | 66 | #REF!
965 | 550Q | 5500AJ | 72" Water Main (BOTOC) | LF | ALL | Water | Std. BOTOC | Yes | Yes | 101 | 550 | 5500 | 72 | 72 | #REF!
966 | 550R | 5500AK | 78" Water Main (BOTOC) | LF | ALL | Water | Std. BOTOC | Yes | Yes | 101 | 550 | 5500 | 78 | 78 | #REF!
967 | 550S | 5500AL | 84" Water Main (BOTOC) | LF | ALL | Water | Std. BOTOC | Yes | Yes | 101 | 550 | 5500 | 84 | 84 | #REF!
968 | 550T | 5500AM | 90" Water Main (BOTOC) | LF | ALL | Water | Std. BOTOC | Yes | Yes | 101 | 550 | 5500 | 90 | 90 | #REF!
969 | 550U | 5500AN | 96" Water Main (BOTOC) | LF | ALL | Water | Std. BOTOC | Yes | Yes | 101 | 550 | 5500 | 96 | 96 | #REF!
970 |  | 5505H | 6" Water Main By Horiz. Directional Drilling | LF | ALL | Water | HDD BOTOC | No | Yes | 101 |  | 5505 | 6 | 6 | #REF!
971 |  | 5505J | 8" Water Main By Horiz. Directional Drilling | LF | ALL | Water | HDD BOTOC | No | Yes | 101 |  | 5505 | 8 | 8 | #REF!
972 |  | 5505L | 12" Water Main By Horiz. Directional Drilling | LF | ALL | Water | HDD BOTOC | No | Yes | 101 |  | 5505 | 12 | 12 | #REF!
973 | 551A | 5510D | 2" Water, Highway Crossing (BOTOC) | LF | ALL | Water | Highway X-ing | Yes | Yes | 102 | 551 | 5510 | 2 | 2 | #REF!
974 | 551B | 5510F | 4" Water, Hishway Crossing (BOTOC) | LF | ALL | Water | Highway X-ing | Yes | Yes | 102 | 551 | 5510 | 4 | 4 | #REF!
975 | 551C | 5510H | 6" Water, Highway Crossing (BOTOC) | LF | ALL | Water | Highway X-ing | Yes | Yes | 102 | 551 | 5510 | 6 | 6 | #REF!
976 | 551D | 5510J | 8" Water, Highway Crossing (BOTOC) | LF | ALL | Water | Highway X-ing | Yes | Yes | 102 | 551 | 5510 | 8 | 8 | #REF!
977 | 551E | 5510L | 12" Water, Highway Crossing (BOTOC) | LF | ALL | Water | Highway X-ing | Yes | Yes | 102 | 551 | 5510 | 12 | 12 | #REF!
978 | 551F | 5510Q | 16" Water, Highway Crossing (BOTOC) | LF | ALL | Water | Highway X-ing | Yes | Yes | 103 | 551 | 5510 | 16 | 16 | #REF!
979 | 551G | 5510S | 20" Water, Highway Crossing (BOTOC) | LF | ALL | Water | Highway X-ing | Yes | Yes | 103 | 551 | 5510 | 20 | 20 | #REF!
980 | 551H | 5510V | 24" Water, Highway Crossing (BOTOC) | LF | ALL | Water | Highway X-ing | Yes | Yes | 103 | 551 | 5510 | 24 | 24 | #REF!
981 | 551I | 5510Y | 30" Water, Highway Crossing (BOTOC) | LF | ALL | Water | Highway X-ing | Yes | Yes | 103 | 551 | 5510 | 30 | 30 | #REF!
982 | 551J | 5510AA | 36" Water, Highway Crossing (BOTOC) | LF | ALL | Water | Highway X-ing | Yes | Yes | 103 | 551 | 5510 | 36 | 36 | #REF!
983 | 551K | 5510AC | 42" Water, Highway Crossing (BOTOC) | LF | ALL | Water | Highway X-ing | Yes | Yes | 103 | 551 | 5510 | 42 | 42 | #REF!
984 | 551L | 5510AE | 48" Water, Highway Crossing (BOTOC) | LF | ALL | Water | Highway X-ing | Yes | Yes | 103 | 551 | 5510 | 48 | 48 | #REF!
985 | 551M | 5510AF | 54" Water, Highway Crossing (BOTOC) | LF | ALL | Water | Highway X-ing | Yes | Yes | 103 | 551 | 5510 | 54 | 54 | #REF!
986 | 551N | 5510AG | 60" Water, Highway Crossing (BOTOC) | LF | ALL | Water | Highway X-ing | Yes | Yes | 103 | 551 | 5510 | 60 | 60 | #REF!
987 | 551O | 5510AH | 66" Water, Highway Crossing (BOTOC) | LF | ALL | Water | Highway X-ing | Yes | Yes | 103 | 551 | 5510 | 66 | 66 | #REF!
988 | 551P | 5510AJ | 72" Water, Highway Crossing (BOTOC) | LF | ALL | Water | Highway X-ing | Yes | Yes | 103 | 551 | 5510 | 72 | 72 | #REF!
989 | 551Q | 5510AK | 78" Water, Highway Crossing (BOTOC) | LF | ALL | Water | Highway X-ing | Yes | Yes | 103 | 551 | 5510 | 78 | 78 | #REF!
990 | 551R | 5510AL | 84" Water, Highway Crossing (BOTOC) | LF | ALL | Water | Highway X-ing | Yes | Yes | 103 | 551 | 5510 | 84 | 84 | #REF!
991 | 551S | 5510AM | 90" Water, Highway Crossing (BOTOC) | LF | ALL | Water | Highway X-ing | Yes | Yes | 103 | 551 | 5510 | 90 | 90 | #REF!
992 | 552A | 5520D | 2" Water, Highway Crossing (By Open Cut) | LF | ALL | Water | Highway X-ing | Yes | Yes | x | 552 | 5520 | 2 | 2 | #REF!
993 | 552B | 5520F | 4" Water, Highway Crossing (By Open Cut) | LF | ALL | Water | Highway X-ing | Yes | Yes | x | 552 | 5520 | 4 | 4 | #REF!
994 | 552C | 5520H | 6" Water, Highway Crossing (By Open Cut) | LF | ALL | Water | Highway X-ing | Yes | Yes | x | 552 | 5520 | 6 | 6 | #REF!
995 | 552D | 5520J | 8" Water, Highway Crossing (By Open Cut) | LF | ALL | Water | Highway X-ing | Yes | Yes | x | 552 | 5520 | 8 | 8 | #REF!
996 | 552E | 5520L | 12" Water, Highway Crossing (By Open Cut) | LF | ALL | Water | Highway X-ing | Yes | Yes | x | 552 | 5520 | 12 | 12 | #REF!
997 | 552F | 5520Q | 16" Water, Highway Crossing (By Open Cut) | LF | ALL | Water | Highway X-ing | Yes | Yes | x | 552 | 5520 | 16 | 16 | #REF!
998 | 552G | 5520S | 20" Water, Highway Crossing (By Open Cut) | LF | ALL | Water | Highway X-ing | Yes | Yes | x | 552 | 5520 | 20 | 20 | #REF!
999 | 552H | 5520V | 24" Water, Highway Crossing (By Open Cut) | LF | ALL | Water | Highway X-ing | Yes | Yes | x | 552 | 5520 | 24 | 24 | #REF!
1000 | 552I | 5520Y | 30" Water, Highway Crossing (By Open Cut) | LF | ALL | Water | Highway X-ing | Yes | Yes | x | 552 | 5520 | 30 | 30 | #REF!
1001 | 552J | 5520AA | 36" Water, Highway Crossing (By Open Cut) | LF | ALL | Water | Highway X-ing | Yes | Yes | x | 552 | 5520 | 36 | 36 | #REF!
1002 | 552K | 5520AC | 42" Water, Highway Crossing (By Open Cut) | LF | ALL | Water | Highway X-ing | Yes | Yes | x | 552 | 5520 | 42 | 42 | #REF!
1003 | 552L | 5520AE | 48" Water, Highway Crossing (By Open Cut) | LF | ALL | Water | Highway X-ing | Yes | Yes | x | 552 | 5520 | 48 | 48 | #REF!
1004 | 552M | 5520AF | 54" Water, Highway Crossing (By Open Cut) | LF | ALL | Water | Highway X-ing | Yes | Yes | x | 552 | 5520 | 54 | 54 | #REF!
1005 | 552N | 5520AG | 60" Water, Highway Crossing (By Open Cut) | LF | ALL | Water | Highway X-ing | Yes | Yes | x | 552 | 5520 | 60 | 60 | #REF!
1006 | 552O | 5520AH | 66" Water, Highway Crossing (By Open Cut) | LF | ALL | Water | Highway X-ing | Yes | Yes | x | 552 | 5520 | 66 | 66 | #REF!
1007 | 552P | 5520AJ | 72" Water, Highway Crossing (By Open Cut) | LF | ALL | Water | Highway X-ing | Yes | Yes | x | 552 | 5520 | 72 | 72 | #REF!
1008 | 552Q | 5520AK | 78" Water, Highway Crossing (By Open Cut) | LF | ALL | Water | Highway X-ing | Yes | Yes | x | 552 | 5520 | 78 | 78 | #REF!
1009 | 552R | 5520AL | 84" Water, Highway Crossing (By Open Cut) | LF | ALL | Water | Highway X-ing | Yes | Yes | x | 552 | 5520 | 84 | 84 | #REF!
1010 | 552S | 5520AM | 90" Water, Highway Crossing (By Open Cut) | LF | ALL | Water | Highway X-ing | Yes | Yes | x | 552 | 5520 | 90 | 90 | #REF!
1011 | 553A | 5530D | 2" Water, RR Crossing (BOTOC) | LF | ALL | Water | Railway X-ing | Yes | Yes | x | 553 | 5530 | 2 | 2 | #REF!
1012 | 553B | 5530F | 4" Water, RR Crossing (BOTOC) | LF | ALL | Water | Railway X-ing | Yes | Yes | x | 553 | 5530 | 4 | 4 | #REF!
1013 | 553C | 5530H | 6" Water, RR Crossing (BOTOC) | LF | ALL | Water | Railway X-ing | Yes | Yes | x | 553 | 5530 | 6 | 6 | #REF!
1014 | 553D | 5530J | 8" Water, RR Crossing (BOTOC) | LF | ALL | Water | Railway X-ing | Yes | Yes | x | 553 | 5530 | 8 | 8 | #REF!
1015 | 553E | 5530L | 12" Water, RR Crossing (BOTOC) | LF | ALL | Water | Railway X-ing | Yes | Yes | x | 553 | 5530 | 12 | 12 | #REF!
1016 | 553F | 5530Q | 16" Water, RR Crossing (BOTOC) | LF | ALL | Water | Railway X-ing | Yes | Yes | x | 553 | 5530 | 16 | 16 | #REF!
1017 | 553G | 5530S | 20" Water, RR Crossing (BOTOC) | LF | ALL | Water | Railway X-ing | Yes | Yes | x | 553 | 5530 | 20 | 20 | #REF!
1018 | 553H | 5530V | 24" Water, RR Crossing (BOTOC) | LF | ALL | Water | Railway X-ing | Yes | Yes | x | 553 | 5530 | 24 | 24 | #REF!
1019 | 553I | 5530Y | 30" Water, RR Crossing (BOTOC) | LF | ALL | Water | Railway X-ing | Yes | Yes | x | 553 | 5530 | 30 | 30 | #REF!
1020 | 553J | 5530AA | 36" Water, RR Crossing (BOTOC) | LF | ALL | Water | Railway X-ing | Yes | Yes | x | 553 | 5530 | 36 | 36 | #REF!
1021 | 553K | 5530AC | 42" Water, RR Crossing (BOTOC) | LF | ALL | Water | Railway X-ing | Yes | Yes | x | 553 | 5530 | 42 | 42 | #REF!
1022 | 553L | 5530AE | 48" Water, RR Crossing (BOTOC) | LF | ALL | Water | Railway X-ing | Yes | Yes | x | 553 | 5530 | 48 | 48 | #REF!
1023 | 553M | 5530AF | 54" Water, RR Crossing (BOTOC) | LF | ALL | Water | Railway X-ing | Yes | Yes | x | 553 | 5530 | 54 | 54 | #REF!
1024 | 553N | 5530AG | 60" Water, RR Crossing (BOTOC) | LF | ALL | Water | Railway X-ing | Yes | Yes | x | 553 | 5530 | 60 | 60 | #REF!
1025 | 553O | 5530AH | 66" Water, RR Crossing (BOTOC) | LF | ALL | Water | Railway X-ing | Yes | Yes | x | 553 | 5530 | 66 | 66 | #REF!
1026 | 553P | 5530AJ | 72" Water, RR Crossing (BOTOC) | LF | ALL | Water | Railway X-ing | Yes | Yes | x | 553 | 5530 | 72 | 72 | #REF!
1027 | 553Q | 5530AK | 78" Water, RR Crossing (BOTOC) | LF | ALL | Water | Railway X-ing | Yes | Yes | x | 553 | 5530 | 78 | 78 | #REF!
1028 | 553R | 5530AL | 84" Water, RR Crossing (BOTOC) | LF | ALL | Water | Railway X-ing | Yes | Yes | x | 553 | 5530 | 84 | 84 | #REF!
1029 | 553S | 5530AM | 90" Water, RR Crossing (BOTOC) | LF | ALL | Water | Railway X-ing | Yes | Yes | x | 553 | 5530 | 90 | 90 | #REF!
1030 | 553T | 5530AN | 96" Water, RR Crossing (BOTOC) | LF | ALL | Water | Railway X-ing | Yes | Yes | x | 553 | 5530 | 96 | 96 | #REF!
1031 | 554A | 5540D | 2" Water, RR Crossing (By Open Cut) | LF | ALL | Water | Railway X-ing | Yes | Yes | x | 554 | 5540 | 2 | 2 | #REF!
1032 | 554B | 5540F | 4" Water, RR Crossing (By Open Cut) | LF | ALL | Water | Railway X-ing | Yes | Yes | x | 554 | 5540 | 4 | 4 | #REF!
1033 | 554C | 5540H | 6" Water, RR Crossing (By Open Cut) | LF | ALL | Water | Railway X-ing | Yes | Yes | x | 554 | 5540 | 6 | 6 | #REF!
1034 | 554D | 5540J | 8" Water, RR Crossing (By Open Cut) | LF | ALL | Water | Railway X-ing | Yes | Yes | x | 554 | 5540 | 8 | 8 | #REF!
1035 | 554E | 5540L | 12" Water, RR Crossing (By Open Cut) | LF | ALL | Water | Railway X-ing | Yes | Yes | x | 554 | 5540 | 12 | 12 | #REF!
1036 | 554F | 5540Q | 16" Water, RR Crossing (By Open Cut) | LF | ALL | Water | Railway X-ing | Yes | Yes | x | 554 | 5540 | 16 | 16 | #REF!
1037 | 554G | 5540S | 20" Water, RR Crossing (By Open Cut) | LF | ALL | Water | Railway X-ing | Yes | Yes | x | 554 | 5540 | 20 | 20 | #REF!
1038 | 554H | 5540V | 24" Water, RR Crossing (By Open Cut) | LF | ALL | Water | Railway X-ing | Yes | Yes | x | 554 | 5540 | 24 | 24 | #REF!
1039 | 554I | 5540Y | 30" Water, RR Crossing (By Open Cut) | LF | ALL | Water | Railway X-ing | Yes | Yes | x | 554 | 5540 | 30 | 30 | #REF!
1040 | 554J | 5540AA | 36" Water, RR Crossing (By Open Cut) | LF | ALL | Water | Railway X-ing | Yes | Yes | x | 554 | 5540 | 36 | 36 | #REF!
1041 | 554K | 5540AC | 42" Water, RR Crossing (By Open Cut) | LF | ALL | Water | Railway X-ing | Yes | Yes | x | 554 | 5540 | 42 | 42 | #REF!
1042 | 554L | 5540AE | 48" Water, RR Crossing (By Open Cut) | LF | ALL | Water | Railway X-ing | Yes | Yes | x | 554 | 5540 | 48 | 48 | #REF!
1043 | 554M | 5540AF | 54" Water, RR Crossing (By Open Cut) | LF | ALL | Water | Railway X-ing | Yes | Yes | x | 554 | 5540 | 54 | 54 | #REF!
1044 | 554O | 5540AG | 60" Water, RR Crossing (By Open Cut) | LF | ALL | Water | Railway X-ing | Yes | Yes | x | 554 | 5540 | 60 | 60 | #REF!
1045 | 554N | 5540AH | 66" Water, RR Crossing (By Open Cut) | LF | ALL | Water | Railway X-ing | Yes | Yes | x | 554 | 5540 | 66 | 66 | #REF!
1046 | 554P | 5540AJ | 72" Water, RR Crossing (By Open Cut) | LF | ALL | Water | Railway X-ing | Yes | Yes | x | 554 | 5540 | 72 | 72 | #REF!
1047 | 554Q | 5540AK | 78" Water, RR Crossing (By Open Cut) | LF | ALL | Water | Railway X-ing | Yes | Yes | x | 554 | 5540 | 78 | 78 | #REF!
1048 | 554R | 5540AL | 84" Water, RR Crossing (By Open Cut) | LF | ALL | Water | Railway X-ing | Yes | Yes | x | 554 | 5540 | 84 | 84 | #REF!
1049 | 554S | 5540AM | 90" Water, RR Crossing (By Open Cut) | LF | ALL | Water | Railway X-ing | Yes | Yes | x | 554 | 5540 | 90 | 90 | #REF!
1050 | 555A | 5550D | 2" Water Main Crossing (BOTOC) | LF | ALL | Water | Enc. BOTOC | Yes | Yes | x | 555 | 5550 | 2 | 2 | #REF!
1051 | 555B | 5550F | 4" Water Main Crossing (BOTOC) | LF | ALL | Water | Enc. BOTOC | Yes | Yes | x | 555 | 5550 | 4 | 4 | #REF!
1052 | 555C | 5550H | 6" Water Main Crossing (BOTOC) | LF | ALL | Water | Enc. BOTOC | Yes | Yes | x | 555 | 5550 | 6 | 6 | #REF!
1053 | 555D | 5550J | 8" Water Main Crossing (BOTOC) | LF | ALL | Water | Enc. BOTOC | Yes | Yes | x | 555 | 5550 | 8 | 8 | #REF!
1054 | 555E | 5550L | 12" Water Main Crossing (BOTOC) | LF | ALL | Water | Enc. BOTOC | Yes | Yes | x | 555 | 5550 | 12 | 12 | #REF!
1055 | 555F | 5550Q | 16" Water Main Crossing (BOTOC) | LF | ALL | Water | Enc. BOTOC | Yes | Yes | x | 555 | 5550 | 16 | 16 | #REF!
1056 | 555G | 5550R | 18" Water Main Crossing (BOTOC) | LF | ALL | Water | Enc. BOTOC | Yes | Yes | x | 555 | 5550 | 18 | 18 | #REF!
1057 | 555H | 5550S | 20" Water Main Crossing (BOTOC) | LF | ALL | Water | Enc. BOTOC | Yes | Yes | x | 555 | 5550 | 20 | 20 | #REF!
1058 | 555I | 5550V | 24" Water Main Crossing (BOTOC) | LF | ALL | Water | Enc. BOTOC | Yes | Yes | x | 555 | 5550 | 24 | 24 | #REF!
1059 | 555J | 5550Y | 30" Water Main Crossing (BOTOC) | LF | ALL | Water | Enc. BOTOC | Yes | Yes | x | 555 | 5550 | 30 | 30 | #REF!
1060 | 555K | 5550AA | 36" Water Main Crossing (BOTOC) | LF | ALL | Water | Enc. BOTOC | Yes | Yes | x | 555 | 5550 | 36 | 36 | #REF!
1061 | 555L | 5550AC | 42" Water Main Crossing (BOTOC) | LF | ALL | Water | Enc. BOTOC | Yes | Yes | x | 555 | 5550 | 42 | 42 | #REF!
1062 | 555M | 5550AE | 48" Water Main Crossing (BOTOC) | LF | ALL | Water | Enc. BOTOC | Yes | Yes | x | 555 | 5550 | 48 | 48 | #REF!
1063 | 555N | 5550AF | 54" Water Main Crossing (BOTOC) | LF | ALL | Water | Enc. BOTOC | Yes | Yes | x | 555 | 5550 | 54 | 54 | #REF!
1064 | 555O | 5550AG | 60" Water Main Crossing (BOTOC) | LF | ALL | Water | Enc. BOTOC | Yes | Yes | x | 555 | 5550 | 60 | 60 | #REF!
1065 | 555P | 5550AH | 66" Water Main Crossing (BOTOC) | LF | ALL | Water | Enc. BOTOC | Yes | Yes | x | 555 | 5550 | 66 | 66 | #REF!
1066 | 555Q | 5550AJ | 72" Water Main Crossing (BOTOC) | LF | ALL | Water | Enc. BOTOC | Yes | Yes | x | 555 | 5550 | 72 | 72 | #REF!
1067 | 555R | 5550AK | 78" Water Main Crossing (BOTOC) | LF | ALL | Water | Enc. BOTOC | Yes | Yes | x | 555 | 5550 | 78 | 78 | #REF!
1068 | 555S | 5550AL | 84" Water Main Crossing (BOTOC) | LF | ALL | Water | Enc. BOTOC | Yes | Yes | x | 555 | 5550 | 84 | 84 | #REF!
1069 | 555T | 5550AM | 90" Water Main Crossing (BOTOC) | LF | ALL | Water | Enc. BOTOC | Yes | Yes | x | 555 | 5550 | 90 | 90 | #REF!
1070 | 555U | 5550AN | 96" Water Main Crossing (BOTOC) | LF | ALL | Water | Enc. BOTOC | Yes | Yes | x | 555 | 5550 | 96 | 96 | #REF!
1071 | 556A | 5560D | 2" Water Main Crossing (By Open Cut) | LF | ALL | Water | Encasement | Yes | Yes | x | 556 | 5560 | 2 | 2 | #REF!
1072 | 556B | 5560F | 4" Water Main Crossing (By Open Cut) | LF | ALL | Water | Encasement | Yes | Yes | x | 556 | 5560 | 4 | 4 | #REF!
1073 | 556C | 5560H | 6" Water Main Crossing (By Open Cut) | LF | ALL | Water | Encasement | Yes | Yes | x | 556 | 5560 | 6 | 6 | #REF!
1074 | 556D | 5560J | 8" Water Main Crossing (By Open Cut) | LF | ALL | Water | Encasement | Yes | Yes | x | 556 | 5560 | 8 | 8 | #REF!
1075 | 556E | 5560L | 12" Water Main Crossing (By Open Cut) | LF | ALL | Water | Encasement | Yes | Yes | x | 556 | 5560 | 12 | 12 | #REF!
1076 | 556F | 5560Q | 16" Water Main Crossing (By Open Cut) | LF | ALL | Water | Encasement | Yes | Yes | x | 556 | 5560 | 16 | 16 | #REF!
1077 | 556G | 5560R | 18" Water Main Crossing (By Open Cut) | LF | ALL | Water | Encasement | Yes | Yes | x | 556 | 5560 | 18 | 18 | #REF!
1078 | 556H | 5560S | 20" Water Main Crossing (By Open Cut) | LF | ALL | Water | Encasement | Yes | Yes | x | 556 | 5560 | 20 | 20 | #REF!
1079 | 556I | 5560V | 24" Water Main Crossing (By Open Cut) | LF | ALL | Water | Encasement | Yes | Yes | x | 556 | 5560 | 24 | 24 | #REF!
1080 | 556J | 5560Y | 30" Water Main Crossing (By Open Cut) | LF | ALL | Water | Encasement | Yes | Yes | x | 556 | 5560 | 30 | 30 | #REF!
1081 | 556K | 5560AA | 36" Water Main Crossing (By Open Cut) | LF | ALL | Water | Encasement | Yes | Yes | x | 556 | 5560 | 36 | 36 | #REF!
1082 | 556L | 5560AC | 42" Water Main Crossing (By Open Cut) | LF | ALL | Water | Encasement | Yes | Yes | x | 556 | 5560 | 42 | 42 | #REF!
1083 | 556M | 5560AE | 48" Water Main Crossing (By Open Cut) | LF | ALL | Water | Encasement | Yes | Yes | x | 556 | 5560 | 48 | 48 | #REF!
1084 | 556N | 5560AF | 54" Water Main Crossing (By Open Cut) | LF | ALL | Water | Encasement | Yes | Yes | x | 556 | 5560 | 54 | 54 | #REF!
1085 | 556O | 5560AG | 60" Water Main Crossing (By Open Cut) | LF | ALL | Water | Encasement | Yes | Yes | x | 556 | 5560 | 60 | 60 | #REF!
1086 | 556P | 5560AH | 66" Water Main Crossing (By Open Cut) | LF | ALL | Water | Encasement | Yes | Yes | x | 556 | 5560 | 66 | 66 | #REF!
1087 | 556Q | 5560AJ | 72" Water Main Crossing (By Open Cut) | LF | ALL | Water | Encasement | Yes | Yes | x | 556 | 5560 | 72 | 72 | #REF!
1088 | 556R | 5560AK | 78" Water Main Crossing (By Open Cut) | LF | ALL | Water | Encasement | Yes | Yes | x | 556 | 5560 | 78 | 78 | #REF!
1089 | 556S | 5560AL | 84" Water Main Crossing (By Open Cut) | LF | ALL | Water | Encasement | Yes | Yes | x | 556 | 5560 | 84 | 84 | #REF!
1090 | 556T | 5560AM | 90" Water Main Crossing (By Open Cut) | LF | ALL | Water | Encasement | Yes | Yes | x | 556 | 5560 | 90 | 90 | #REF!
1091 | 556U | 5560AN | 96" Water Main Crossing (By Open Cut) | LF | ALL | Water | Encasement | Yes | Yes | x | 556 | 5560 | 96 | 96 | #REF!
1092 | 557 | 5570 | Pitot Outlet and Manhole | EA | ALL | Water | Appurtenance | Yes | Yes | 220 | 557 | 5570
1093 | 558A | Discontinued | Dished Head Plug | EA | ALL | Water | Fitting | Yes | No | x | 558
1094 |  | 5580Q | 16" Dished Head Plug | EA | ALL | Water | Fitting | No | Yes | x |  | 5580 | 16 | 16 | #REF!
1095 |  | 5580R | 18" Dished Head Plug | EA | ALL | Water | Fitting | No | Yes | x |  | 5580 | 18 | 18 | #REF!
1096 |  | 5580S | 20" Dished Head Plug | EA | ALL | Water | Fitting | No | Yes | x |  | 5580 | 20 | 20 | #REF!
1097 |  | 5580V | 24" Dished Head Plug | EA | ALL | Water | Fitting | No | Yes | x |  | 5580 | 24 | 24 | #REF!
1098 |  | 5580Y | 30" Dished Head Plug | EA | ALL | Water | Fitting | No | Yes | x |  | 5580 | 30 | 30 | #REF!
1099 |  | 5580AA | 36" Dished Head Plug | EA | ALL | Water | Fitting | No | Yes | x |  | 5580 | 36 | 36 | #REF!
1100 |  | 5580AC | 42" Dished Head Plug | EA | ALL | Water | Fitting | No | Yes | x |  | 5580 | 42 | 42 | #REF!
1101 |  | 5580AE | 48" Dished Head Plug | EA | ALL | Water | Fitting | No | Yes | x |  | 5580 | 48 | 48 | #REF!
1102 |  | 5580AF | 54" Dished Head Plug | EA | ALL | Water | Fitting | No | Yes | x |  | 5580 | 54 | 54 | #REF!
1103 |  | 5580AG | 60" Dished Head Plug | EA | ALL | Water | Fitting | No | Yes | x |  | 5580 | 60 | 60 | #REF!
1104 |  | 5580AH | 66" Dished Head Plug | EA | ALL | Water | Fitting | No | Yes | x |  | 5580 | 66 | 66 | #REF!
1105 |  | 5580AJ | 72" Dished Head Plug | EA | ALL | Water | Fitting | No | Yes | x |  | 5580 | 72 | 72 | #REF!
1106 |  | 5580AK | 78" Dished Head Plug | EA | ALL | Water | Fitting | No | Yes | x |  | 5580 | 78 | 78 | #REF!
1107 |  | 5580AL | 84" Dished Head Plug | EA | ALL | Water | Fitting | No | Yes | x |  | 5580 | 84 | 84 | #REF!
1108 |  | 5580AM | 90" Dished Head Plug | EA | ALL | Water | Fitting | No | Yes | x |  | 5580 | 90 | 90 | #REF!
1109 |  | 5580AN | 96" Dished Head Plug | EA | ALL | Water | Fitting | No | Yes | x |  | 5580 | 96 | 96 | #REF!
1110 |  | 5580AQ | 102" Dished Head Plug | EA | ALL | Water | Fitting | No | Yes | x |  | 5580 | 102 | 102 | #REF!
1111 |  | 5580AR | 108" Dished Head Plug | EA | ALL | Water | Fitting | No | Yes | x |  | 5580 | 108 | 108 | #REF!
1112 |  | 5580AS | 114" Dished Head Plug | EA | ALL | Water | Fitting | No | Yes | x |  | 5580 | 114 | 114 | #REF!
1113 |  | 5580AU | 120" Dished Head Plug | EA | ALL | Water | Fitting | No | Yes | x |  | 5580 | 120 | 120 | #REF!
1114 |  | 5580AV | 126" Dished Head Plug | EA | ALL | Water | Fitting | No | Yes | x |  | 5580 | 126 | 126 | #REF!
1115 |  | 5580AW | 132" Dished Head Plug | EA | ALL | Water | Fitting | No | Yes | x |  | 5580 | 132 | 132 | #REF!
1116 |  | 5580AY | 138" Dished Head Plug | EA | ALL | Water | Fitting | No | Yes | x |  | 5580 | 138 | 138 | #REF!
1117 |  | 5580AZ | 144" Dished Head Plug | EA | ALL | Water | Fitting | No | Yes | x |  | 5580 | 144 | 144 | #REF!
1118 | 558G | Discontinued | _" Test Fittings | EA | ALL | Water | Fitting | Yes | No | x | 558
1119 |  | 5585Q | 16" Test Fitting | EA | ALL | Water | Fitting | No | Yes | x |  | 5585 | 16 | 16 | #REF!
1120 |  | 5585R | 18" Test Fitting | EA | ALL | Water | Fitting | No | Yes | x |  | 5585 | 18 | 18 | #REF!
1121 |  | 5585S | 20" Test Fitting | EA | ALL | Water | Fitting | No | Yes | x |  | 5585 | 20 | 20 | #REF!
1122 |  | 5585V | 24" Test Fitting | EA | ALL | Water | Fitting | No | Yes | x |  | 5585 | 24 | 24 | #REF!
1123 |  | 5585Y | 30" Test Fitting | EA | ALL | Water | Fitting | No | Yes | x |  | 5585 | 30 | 30 | #REF!
1124 |  | 5585AA | 36" Test Fitting | EA | ALL | Water | Fitting | No | Yes | x |  | 5585 | 36 | 36 | #REF!
1125 |  | 5585AC | 42" Test Fitting | EA | ALL | Water | Fitting | No | Yes | x |  | 5585 | 42 | 42 | #REF!
1126 |  | 5585AE | 48" Test Fitting | EA | ALL | Water | Fitting | No | Yes | x |  | 5585 | 48 | 48 | #REF!
1127 |  | 5585AF | 54" Test Fitting | EA | ALL | Water | Fitting | No | Yes | x |  | 5585 | 54 | 54 | #REF!
1128 |  | 5585AG | 60" Test Fitting | EA | ALL | Water | Fitting | No | Yes | x |  | 5585 | 60 | 60 | #REF!
1129 |  | 5585AH | 66" Test Fitting | EA | ALL | Water | Fitting | No | Yes | x |  | 5585 | 66 | 66 | #REF!
1130 |  | 5585AJ | 72" Test Fitting | EA | ALL | Water | Fitting | No | Yes | x |  | 5585 | 72 | 72 | #REF!
1131 |  | 5585AK | 78" Test Fitting | EA | ALL | Water | Fitting | No | Yes | x |  | 5585 | 78 | 78 | #REF!
1132 |  | 5585AL | 84" Test Fitting | EA | ALL | Water | Fitting | No | Yes | x |  | 5585 | 84 | 84 | #REF!
1133 |  | 5585AM | 90" Test Fitting | EA | ALL | Water | Fitting | No | Yes | x |  | 5585 | 90 | 90 | #REF!
1134 |  | 5585AN | 96" Test Fitting | EA | ALL | Water | Fitting | No | Yes | x |  | 5585 | 96 | 96 | #REF!
1135 |  | 5585AQ | 102" Test Fitting | EA | ALL | Water | Fitting | No | Yes | x |  | 5585 | 102 | 102 | #REF!
1136 |  | 5585AR | 108" Test Fitting | EA | ALL | Water | Fitting | No | Yes | x |  | 5585 | 108 | 108 | #REF!
1137 |  | 5585AS | 114" Test Fitting | EA | ALL | Water | Fitting | No | Yes | x |  | 5585 | 114 | 114 | #REF!
1138 |  | 5585AU | 120" Test Fitting | EA | ALL | Water | Fitting | No | Yes | x |  | 5585 | 120 | 120 | #REF!
1139 |  | 5585AV | 126" Test Fitting | EA | ALL | Water | Fitting | No | Yes | x |  | 5585 | 126 | 126 | #REF!
1140 |  | 5585AW | 132" Test Fitting | EA | ALL | Water | Fitting | No | Yes | x |  | 5585 | 132 | 132 | #REF!
1141 |  | 5585AY | 138" Test Fitting | EA | ALL | Water | Fitting | No | Yes | x |  | 5585 | 138 | 138 | #REF!
1142 |  | 5585AZ | 144" Test Fitting | EA | ALL | Water | Fitting | No | Yes | x |  | 5585 | 144 | 144 | #REF!
1143 | 559A | Discontinued | _" Night Cap Plug | EA | ALL | Water | Fitting | Yes | No | x | 559
1144 |  | 5590Q | 16" Night Cap Plug | EA | ALL | Water | Fitting | No | Yes | x |  | 5590 | 16 | 16 | #REF!
1145 |  | 5590R | 18" Night Cap Plug | EA | ALL | Water | Fitting | No | Yes | x |  | 5590 | 18 | 18 | #REF!
1146 |  | 5590S | 20" Night Cap Plug | EA | ALL | Water | Fitting | No | Yes | x |  | 5590 | 20 | 20 | #REF!
1147 |  | 5590V | 24" Night Cap Plug | EA | ALL | Water | Fitting | No | Yes | x |  | 5590 | 24 | 24 | #REF!
1148 |  | 5590Y | 30" Night Cap Plug | EA | ALL | Water | Fitting | No | Yes | x |  | 5590 | 30 | 30 | #REF!
1149 |  | 5590AA | 36" Night Cap Plug | EA | ALL | Water | Fitting | No | Yes | x |  | 5590 | 36 | 36 | #REF!
1150 |  | 5590AC | 42" Night Cap Plug | EA | ALL | Water | Fitting | No | Yes | x |  | 5590 | 42 | 42 | #REF!
1151 |  | 5590AE | 48" Night Cap Plug | EA | ALL | Water | Fitting | No | Yes | x |  | 5590 | 48 | 48 | #REF!
1152 |  | 5590AF | 54" Night Cap Plug | EA | ALL | Water | Fitting | No | Yes | x |  | 5590 | 54 | 54 | #REF!
1153 |  | 5590AG | 60" Night Cap Plug | EA | ALL | Water | Fitting | No | Yes | x |  | 5590 | 60 | 60 | #REF!
1154 |  | 5590AH | 66" Night Cap Plug | EA | ALL | Water | Fitting | No | Yes | x |  | 5590 | 66 | 66 | #REF!
1155 |  | 5590AJ | 72" Night Cap Plug | EA | ALL | Water | Fitting | No | Yes | x |  | 5590 | 72 | 72 | #REF!
1156 |  | 5590AK | 78" Night Cap Plug | EA | ALL | Water | Fitting | No | Yes | x |  | 5590 | 78 | 78 | #REF!
1157 |  | 5590AL | 84" Night Cap Plug | EA | ALL | Water | Fitting | No | Yes | x |  | 5590 | 84 | 84 | #REF!
1158 |  | 5590AM | 90" Night Cap Plug | EA | ALL | Water | Fitting | No | Yes | x |  | 5590 | 90 | 90 | #REF!
1159 |  | 5590AN | 96" Night Cap Plug | EA | ALL | Water | Fitting | No | Yes | x |  | 5590 | 96 | 96 | #REF!
1160 |  | 5590AQ | 102" Night Cap Plug | EA | ALL | Water | Fitting | No | Yes | x |  | 5590 | 102 | 102 | #REF!
1161 |  | 5590AR | 108" Night Cap Plug | EA | ALL | Water | Fitting | No | Yes | x |  | 5590 | 108 | 108 | #REF!
1162 |  | 5590AS | 114" Night Cap Plug | EA | ALL | Water | Fitting | No | Yes | x |  | 5590 | 114 | 114 | #REF!
1163 |  | 5590AU | 120" Night Cap Plug | EA | ALL | Water | Fitting | No | Yes | x |  | 5590 | 120 | 120 | #REF!
1164 |  | 5590AV | 126" Night Cap Plug | EA | ALL | Water | Fitting | No | Yes | x |  | 5590 | 126 | 126 | #REF!
1165 |  | 5590AW | 132" Night Cap Plug | EA | ALL | Water | Fitting | No | Yes | x |  | 5590 | 132 | 132 | #REF!
1166 |  | 5590AY | 138" Night Cap Plug | EA | ALL | Water | Fitting | No | Yes | x |  | 5590 | 138 | 138 | #REF!
1167 |  | 5590AZ | 144" Night Cap Plug | EA | ALL | Water | Fitting | No | Yes | x |  | 5590 | 144 | 144 | #REF!
1168 | 560A | 5600 | Cut and Plug Existing Water Main | EA | ALL | Water | Appurtenance | Yes | Yes | x | 560 | 5600
1169 | 560AP | 5600P | Cut and Plug Existing Water Main with Paving | EA | JOINT | Water | Appurtenance | Yes | Yes | x | 560 | 5600 |  |  |  | P
1170 | 560B | 5610 | Cut and Plug Water Main for Test | EA | ALL | Water | Testing | Yes | Yes | x | 560 | 5610
1171 | 560XD | 5620X | Cut and Plug Mains - Extra Depth (+20') | VF | CITY | Water | Excavation | Yes | Yes | x | 560 | 5620 |  |  |  |  | X
1172 | 565 | 5650 | Remove & Dispose of Lead Pipe Joint | EA | ALL | Water | Evironmental | Yes | Yes | x | 565 | 5650
1173 | 575A | Discontinued | 0.75" Flush Point | EA | ALL | Water | Appurtenance | Yes | No | x | 575 | 5750 | 0.75 | 0.75 | #REF!
1174 | 575B | 5750B | 1" Flush Point | EA | ALL | Water | Appurtenance | Yes | Yes | 207 | 575 | 5750 | 1 | 1 | #REF!
1175 | 575C | 5750D | 2" Flush Point | EA | ALL | Water | Appurtenance | Yes | Yes | 207 | 575 | 5750 | 2 | 2 | #REF!
1176 |  | 5755B | Automated 1" Flush Point | EA | ALL | Water | Appurtenance | No | Yes | x |  | 5755 | 1 | 1 | #REF!
1177 |  | 5755D | Automated 2" Flush Point | EA | ALL | Water | Appurtenance | No | Yes | x |  | 5755 | 2 | 2 | #REF!
1178 | 576A | 5761 | Type 1 Air Valve Installation | EA | ALL | Water | Appurtenance | Yes | Yes | 208 | 576 | 5761
1179 | 576B | Discontinued | Type 2 Air Valve Installation | EA | ALL | Water | Appurtenance | Yes | No | x | 576 | 5762
1180 |  | 5762D | 2" Type 2 Air Valve Installation | EA | ALL | Water | Appurtenance | No | Yes | 209-211 | 576 | 5762 | 2 | 2 | #REF!
1181 |  | 5762E | 3" Type 2 Air Valve Installation | EA | ALL | Water | Appurtenance | No | Yes | 209-211 | 576 | 5762 | 3 | 3 | #REF!
1182 |  | 5762F | 4" Type 2 Air Valve Installation | EA | ALL | Water | Appurtenance | No | Yes | 209-211 | 576 | 5762 | 4 | 4 | #REF!
1183 |  | 5762H | 6" Type 2 Air Valve Installation | EA | ALL | Water | Appurtenance | No | Yes | 209-211 | 576 | 5762 | 6 | 6 | #REF!
1184 |  | 5762J | 8" Type 2 Air Valve Installation | EA | ALL | Water | Appurtenance | No | Yes | 209-211 | 576 | 5762 | 8 | 8 | #REF!
1185 |  | 5762K | 10" Type 2 Air Valve Installation | EA | ALL | Water | Appurtenance | No | Yes | 209-211 | 576 | 5762 | 10 | 10 | #REF!
1186 |  | 5762L | 12" Type 2 Air Valve Installation | EA | ALL | Water | Appurtenance | No | Yes | 209-211 | 576 | 5762 | 12 | 12 | #REF!
1187 | 577A | 5770H | Standard 6" Water Main Lowering | EA | JOINT | Water | Adjustment | Yes | Yes | 209-211 | 577 | 5770 | 6 | 6 | #REF!
1188 | 577B | 5770J | Standard 8" Water Main Lowering | EA | JOINT | Water | Adjustment | Yes | Yes | 209-211 | 577 | 5770 | 8 | 8 | #REF!
1189 | 577C | 5770L | Standard 12" Water Main Lowering | EA | JOINT | Water | Adjustment | Yes | Yes | 225 | 577 | 5770 | 12 | 12 | #REF!
1190 | 577D | 5770Q | Standard 16" Water Main Lowering | EA | JOINT | Water | Adjustment | Yes | Yes | 225 | 577 | 5770 | 16 | 16 | #REF!
1191 | 599A | 5990H | 6" Wastewater Main (BOTOC) | LF | ALL | Wastewater | Std.BOTOC | Yes | Yes | 101 | 599 | 5990 | 6 | 6 | #REF!
1192 | 599B | 5990J | 8" Wastewater Main (BOTOC) | LF | ALL | Wastewater | Std.BOTOC | Yes | Yes | 101 | 599 | 5990 | 8 | 8 | #REF!
1193 | 599C | 5990K | 10" Wastewater Main (BOTOC) | LF | ALL | Wastewater | Std.BOTOC | Yes | Yes | 101 | 599 | 5990 | 10 | 10 | #REF!
1194 | 599D | 5990L | 12" Wastewater Main (BOTOC) | LF | ALL | Wastewater | Std.BOTOC | Yes | Yes | 101 | 599 | 5990 | 12 | 12 | #REF!
1195 | 599E | 5990N | 15" Wastewater Main (BOTOC) | LF | ALL | Wastewater | Std.BOTOC | Yes | Yes | 101 | 599 | 5990 | 15 | 15 | #REF!
1196 | 599F | 5990Q | 16" Wastewater Main (BOTOC) | LF | ALL | Wastewater | Std.BOTOC | Yes | Yes | 101 | 599 | 5990 | 16 | 16 | #REF!
1197 | 599G | 5990R | 18" Wastewater Main (BOTOC) | LF | ALL | Wastewater | Std.BOTOC | Yes | Yes | 101 | 599 | 5990 | 18 | 18 | #REF!
1198 | 599H | 5990U | 21" Wastewater Main (BOTOC) | LF | ALL | Wastewater | Std.BOTOC | Yes | Yes | 101 | 599 | 5990 | 21 | 21 | #REF!
1199 | 599I | 5990V | 24" Wastewater Main (BOTOC) | LF | ALL | Wastewater | Std.BOTOC | Yes | Yes | 101 | 599 | 5990 | 24 | 24 | #REF!
1200 | 599J | 5990W | 27" Wastewater Main (BOTOC) | LF | ALL | Wastewater | Std.BOTOC | Yes | Yes | 101 | 599 | 5990 | 27 | 27 | #REF!
1201 | 599K | 5990Y | 30" Wastewater Main (BOTOC) | LF | ALL | Wastewater | Std.BOTOC | Yes | Yes | 101 | 599 | 5990 | 30 | 30 | #REF!
1202 | 599L | 5990Z | 33" Wastewater Main (BOTOC) | LF | ALL | Wastewater | Std.BOTOC | Yes | Yes | 101 | 599 | 5990 | 33 | 33 | #REF!
1203 | 599M | 5990AA | 36" Wastewater Main (BOTOC) | LF | ALL | Wastewater | Std.BOTOC | Yes | Yes | 101 | 599 | 5990 | 36 | 36 | #REF!
1204 | 599N | 5990AB | 39" Wastewater Main (BOTOC) | LF | ALL | Wastewater | Std.BOTOC | Yes | Yes | 101 | 599 | 5990 | 39 | 39 | #REF!
1205 | 599O | 5990AC | 42" Wastewater Main (BOTOC) | LF | ALL | Wastewater | Std.BOTOC | Yes | Yes | 101 | 599 | 5990 | 42 | 42 | #REF!
1206 | 599P | 5990AD | 45" Wastewater Main (BOTOC) | LF | ALL | Wastewater | Std.BOTOC | Yes | Yes | 101 | 599 | 5990 | 45 | 45 | #REF!
1207 | 599Q | 5990AE | 48" Wastewater Main (BOTOC) | LF | ALL | Wastewater | Std.BOTOC | Yes | Yes | 101 | 599 | 5990 | 48 | 48 | #REF!
1208 | 599R | 5990AF | 54" Wastewater Main (BOTOC) | LF | ALL | Wastewater | Std.BOTOC | Yes | Yes | 101 | 599 | 5990 | 54 | 54 | #REF!
1209 | 599S | 5990AG | 60" Wastewater Main (BOTOC) | LF | ALL | Wastewater | Std.BOTOC | Yes | Yes | 101 | 599 | 5990 | 60 | 60 | #REF!
1210 | 599T | 5990AH | 66" Wastewater Main (BOTOC) | LF | ALL | Wastewater | Std.BOTOC | Yes | Yes | 101 | 599 | 5990 | 66 | 66 | #REF!
1211 | 599U | 5990AJ | 72" Wastewater Main (BOTOC) | LF | ALL | Wastewater | Std.BOTOC | Yes | Yes | 101 | 599 | 5990 | 72 | 72 | #REF!
1212 | 599V | 5990AK | 78" Wastewater Main (BOTOC) | LF | ALL | Wastewater | Std.BOTOC | Yes | Yes | 101 | 599 | 5990 | 78 | 78 | #REF!
1213 | 599W | 5990AN | 96" Wastewater Main (BOTOC) | LF | ALL | Wastewater | Std.BOTOC | Yes | Yes | 101 | 599 | 5990 | 96 | 96 | #REF!
1214 | 599X | 5990AQ | 102" Wastewater Main (BOTOC) | LF | ALL | Wastewater | Std.BOTOC | Yes | Yes | 101 | 599 | 5990 | 102 | 102 | #REF!
1215 | 599Y | 5990AU | 120" Wastewater Main (BOTOC) | LF | ALL | Wastewater | Std.BOTOC | Yes | Yes | 101 | 599 | 5990 | 120 | 120 | #REF!
1216 | 600A | 6000H | 6" Wastewater, Highway Crossing (BOTOC) | LF | ALL | Wastewater | Highway X-ing | Yes | Yes | 102 | 600 | 6000 | 6 | 6 | #REF!
1217 | 600B | 6000J | 8" Wastewater, Highway Crossing (BOTOC) | LF | ALL | Wastewater | Highway X-ing | Yes | Yes | 102 | 600 | 6000 | 8 | 8 | #REF!
1218 | 600C | 6000K | 10" Wastewater, Highway Crossing (BOTOC) | LF | ALL | Wastewater | Highway X-ing | Yes | Yes | 102 | 600 | 6000 | 10 | 10 | #REF!
1219 | 600D | 6000L | 12" Wastewater, Highway Crossing (BOTOC) | LF | ALL | Wastewater | Highway X-ing | Yes | Yes | 102 | 600 | 6000 | 12 | 12 | #REF!
1220 | 600E | 6000N | 15" Wastewater, Highway Crossing (BOTOC) | LF | ALL | Wastewater | Highway X-ing | Yes | Yes | 103 | 600 | 6000 | 15 | 15 | #REF!
1221 | 600F | 6000Q | 16" Wastewater, Highway Crossing (BOTOC) | LF | ALL | Wastewater | Highway X-ing | Yes | Yes | 103 | 600 | 6000 | 16 | 16 | #REF!
1222 | 600G | 6000R | 18" Wastewater, Highway Crossing (BOTOC) | LF | ALL | Wastewater | Highway X-ing | Yes | Yes | 103 | 600 | 6000 | 18 | 18 | #REF!
1223 | 600H | 6000U | 21" Wastewater, Highway Crossing (BOTOC) | LF | ALL | Wastewater | Highway X-ing | Yes | Yes | 103 | 600 | 6000 | 21 | 21 | #REF!
1224 | 600I | 6000V | 24" Wastewater, Highway Crossing (BOTOC) | LF | ALL | Wastewater | Highway X-ing | Yes | Yes | 103 | 600 | 6000 | 24 | 24 | #REF!
1225 | 600J | 6000W | 27" Wastewater, Highway Crossing (BOTOC) | LF | ALL | Wastewater | Highway X-ing | Yes | Yes | 103 | 600 | 6000 | 27 | 27 | #REF!
1226 | 600K | 6000Y | 30" Wastewater, Highway Crossing (BOTOC) | LF | ALL | Wastewater | Highway X-ing | Yes | Yes | 103 | 600 | 6000 | 30 | 30 | #REF!
1227 | 600L | 6000Z | 33" Wastewater, Highway Crossing (BOTOC) | LF | ALL | Wastewater | Highway X-ing | Yes | Yes | 103 | 600 | 6000 | 33 | 33 | #REF!
1228 | 600M | 6000AA | 36" Wastewater, Highway Crossing (BOTOC) | LF | ALL | Wastewater | Highway X-ing | Yes | Yes | 103 | 600 | 6000 | 36 | 36 | #REF!
1229 | 600N | 6000AB | 39" Wastewater, Highway Crossing (BOTOC) | LF | ALL | Wastewater | Highway X-ing | Yes | Yes | 103 | 600 | 6000 | 39 | 39 | #REF!
1230 | 600O | 6000AC | 42" Wastewater, Highway Crossing (BOTOC) | LF | ALL | Wastewater | Highway X-ing | Yes | Yes | 103 | 600 | 6000 | 42 | 42 | #REF!
1231 | 600P | 6000AD | 45" Wastewater, Highway Crossing (BOTOC) | LF | ALL | Wastewater | Highway X-ing | Yes | Yes | 103 | 600 | 6000 | 45 | 45 | #REF!
1232 | 600Q | 6000AE | 48" Wastewater, Highway Crossing (BOTOC) | LF | ALL | Wastewater | Highway X-ing | Yes | Yes | 103 | 600 | 6000 | 48 | 48 | #REF!
1233 | 600R | 6000AF | 54" Wastewater, Highway Crossing (BOTOC) | LF | ALL | Wastewater | Highway X-ing | Yes | Yes | 103 | 600 | 6000 | 54 | 54 | #REF!
1234 | 600S | 6000AG | 60" Wastewater, Highway Crossing (BOTOC) | LF | ALL | Wastewater | Highway X-ing | Yes | Yes | 103 | 600 | 6000 | 60 | 60 | #REF!
1235 | 600T | 6000AH | 66" Wastewater, Highway Crossing (BOTOC) | LF | ALL | Wastewater | Highway X-ing | Yes | Yes | 103 | 600 | 6000 | 66 | 66 | #REF!
1236 | 600U | 6000AJ | 72" Wastewater, Highway Crossing (BOTOC) | LF | ALL | Wastewater | Highway X-ing | Yes | Yes | 103 | 600 | 6000 | 72 | 72 | #REF!
1237 | 600V | 6000AK | 78" Wastewater, Highway Crossing (BOTOC) | LF | ALL | Wastewater | Highway X-ing | Yes | Yes | 103 | 600 | 6000 | 78 | 78 | #REF!
1238 | 600W | 6000AN | 96" Wastewater, Highway Crossing (BOTOC) | LF | ALL | Wastewater | Highway X-ing | Yes | Yes | 103 | 600 | 6000 | 96 | 96 | #REF!
1239 | 600X | 6000AQ | 102" Wastewater, Highway Crossing (BOTOC) | LF | ALL | Wastewater | Highway X-ing | Yes | Yes | 103 | 600 | 6000 | 102 | 102 | #REF!
1240 | 600Y | 6000AU | 120" Wastewater, Highway Crossing (BOTOC) | LF | ALL | Wastewater | Highway X-ing | Yes | Yes | 103 | 600 | 6000 | 120 | 120 | #REF!
1241 | 601A | 6010H | 6" Wastewater, Highway Crossing (By Open Cut) | LF | ALL | Wastewater | Highway X-ing | Yes | Yes | x | 601 | 6010 | 6 | 6 | #REF!
1242 | 601B | 6010J | 8" Wastewater, Highway Crossing (By Open Cut) | LF | ALL | Wastewater | Highway X-ing | Yes | Yes | x | 601 | 6010 | 8 | 8 | #REF!
1243 | 601C | 6010K | 10" Wastewater, Highway Crossing (By Open Cut) | LF | ALL | Wastewater | Highway X-ing | Yes | Yes | x | 601 | 6010 | 10 | 10 | #REF!
1244 | 601D | 6010L | 12" Wastewater, Highway Crossing (By Open Cut) | LF | ALL | Wastewater | Highway X-ing | Yes | Yes | x | 601 | 6010 | 12 | 12 | #REF!
1245 | 601E | 6010N | 15" Wastewater, Highway Crossing (By Open Cut) | LF | ALL | Wastewater | Highway X-ing | Yes | Yes | x | 601 | 6010 | 15 | 15 | #REF!
1246 | 601F | 6010Q | 16" Wastewater, Highway Crossing (By Open Cut) | LF | ALL | Wastewater | Highway X-ing | Yes | Yes | x | 601 | 6010 | 16 | 16 | #REF!
1247 | 601G | 6010R | 18" Wastewater, Highway Crossing (By Open Cut) | LF | ALL | Wastewater | Highway X-ing | Yes | Yes | x | 601 | 6010 | 18 | 18 | #REF!
1248 | 601H | 6010U | 21" Wastewater, Highway Crossing (By Open Cut) | LF | ALL | Wastewater | Highway X-ing | Yes | Yes | x | 601 | 6010 | 21 | 21 | #REF!
1249 | 601I | 6010S | 20" Wastewater, Highway Crossing (By Open Cut) | LF | ALL | Wastewater | Highway X-ing | Yes | Yes | x | 601 | 6010 | 20 | 20 | #REF!
1250 | 601J | 6010V | 24" Wastewater, Highway Crossing (By Open Cut) | LF | ALL | Wastewater | Highway X-ing | Yes | Yes | x | 601 | 6010 | 24 | 24 | #REF!
1251 | 601K | 6010Y | 30" Wastewater, Highway Crossing (By Open Cut) | LF | ALL | Wastewater | Highway X-ing | Yes | Yes | x | 601 | 6010 | 30 | 30 | #REF!
1252 | 601L | 6010AA | 36" Wastewater, Highway Crossing (By Open Cut) | LF | ALL | Wastewater | Highway X-ing | Yes | Yes | x | 601 | 6010 | 36 | 36 | #REF!
1253 | 601M | 6010AC | 42" Wastewater, Highway Crossing (By Open Cut) | LF | ALL | Wastewater | Highway X-ing | Yes | Yes | x | 601 | 6010 | 42 | 42 | #REF!
1254 | 601N | 6010AE | 48" Wastewater, Highway Crossing (By Open Cut) | LF | ALL | Wastewater | Highway X-ing | Yes | Yes | x | 601 | 6010 | 48 | 48 | #REF!
1255 | 601O | 6010AF | 54" Wastewater, Highway Crossing (By Open Cut) | LF | ALL | Wastewater | Highway X-ing | Yes | Yes | x | 601 | 6010 | 54 | 54 | #REF!
1256 | 601P | 6010AG | 60" Wastewater, Highway Crossing (By Open Cut) | LF | ALL | Wastewater | Highway X-ing | Yes | Yes | x | 601 | 6010 | 60 | 60 | #REF!
1257 | 601Q | 6010AH | 66" Wastewater, Highway Crossing (By Open Cut) | LF | ALL | Wastewater | Highway X-ing | Yes | Yes | x | 601 | 6010 | 66 | 66 | #REF!
1258 | 601R | 6010AJ | 72" Wastewater, Highway Crossing (By Open Cut) | LF | ALL | Wastewater | Highway X-ing | Yes | Yes | x | 601 | 6010 | 72 | 72 | #REF!
1259 | 601S | 6010AK | 78" Wastewater, Highway Crossing (By Open Cut) | LF | ALL | Wastewater | Highway X-ing | Yes | Yes | x | 601 | 6010 | 78 | 78 | #REF!
1260 | 601T | 6010AL | 84" Wastewater, Highway Crossing (By Open Cut) | LF | ALL | Wastewater | Highway X-ing | Yes | Yes | x | 601 | 6010 | 84 | 84 | #REF!
1261 | 601U | 6010AM | 90" Wastewater, Highway Crossing (By Open Cut) | LF | ALL | Wastewater | Highway X-ing | Yes | Yes | x | 601 | 6010 | 90 | 90 | #REF!
1262 | 602A | 6020H | 6" Wastewater, RR Crossing (BOTOC) | LF | ALL | Wastewater | Railway X-ing | Yes | Yes | x | 602 | 6020 | 6 | 6 | #REF!
1263 | 602B | 6020J | 8" Wastewater, RR Crossing (BOTOC) | LF | ALL | Wastewater | Railway X-ing | Yes | Yes | x | 602 | 6020 | 8 | 8 | #REF!
1264 | 602C | 6020K | 10" Wastewater, RR Crossing (BOTOC) | LF | ALL | Wastewater | Railway X-ing | Yes | Yes | x | 602 | 6020 | 10 | 10 | #REF!
1265 | 602D | 6020L | 12" Wastewater, RR Crossing (BOTOC) | LF | ALL | Wastewater | Railway X-ing | Yes | Yes | x | 602 | 6020 | 12 | 12 | #REF!
1266 | 602E | 6020N | 15" Wastewater, RR Crossing (BOTOC) | LF | ALL | Wastewater | Railway X-ing | Yes | Yes | x | 602 | 6020 | 15 | 15 | #REF!
1267 | 602F | 6020Q | 16" Wastewater, RR Crossing (BOTOC) | LF | ALL | Wastewater | Railway X-ing | Yes | Yes | x | 602 | 6020 | 16 | 16 | #REF!
1268 | 602G | 6020R | 18" Wastewater, RR Crossing (BOTOC) | LF | ALL | Wastewater | Railway X-ing | Yes | Yes | x | 602 | 6020 | 18 | 18 | #REF!
1269 | 602H | 6020U | 21" Wastewater, RR Crossing (BOTOC) | LF | ALL | Wastewater | Railway X-ing | Yes | Yes | x | 602 | 6020 | 21 | 21 | #REF!
1270 | 602I | 6020V | 24" Wastewater, RR Crossing (BOTOC) | LF | ALL | Wastewater | Railway X-ing | Yes | Yes | x | 602 | 6020 | 24 | 24 | #REF!
1271 | 602J | 6020W | 27" Wastewater, RR Crossing (BOTOC) | LF | ALL | Wastewater | Railway X-ing | Yes | Yes | x | 602 | 6020 | 27 | 27 | #REF!
1272 | 602K | 6020Y | 30" Wastewater, RR Crossing (BOTOC) | LF | ALL | Wastewater | Railway X-ing | Yes | Yes | x | 602 | 6020 | 30 | 30 | #REF!
1273 | 602L | 6020Z | 33" Wastewater, RR Crossing (BOTOC) | LF | ALL | Wastewater | Railway X-ing | Yes | Yes | x | 602 | 6020 | 33 | 33 | #REF!
1274 | 602M | 6020AA | 36" Wastewater, RR Crossing (BOTOC) | LF | ALL | Wastewater | Railway X-ing | Yes | Yes | x | 602 | 6020 | 36 | 36 | #REF!
1275 | 602N | 6020AB | 39" Wastewater, RR Crossing (BOTOC) | LF | ALL | Wastewater | Railway X-ing | Yes | Yes | x | 602 | 6020 | 39 | 39 | #REF!
1276 | 602O | 6020AC | 42" Wastewater, RR Crossing (BOTOC) | LF | ALL | Wastewater | Railway X-ing | Yes | Yes | x | 602 | 6020 | 42 | 42 | #REF!
1277 | 602P | 6020AD | 45" Wastewater, RR Crossing (BOTOC) | LF | ALL | Wastewater | Railway X-ing | Yes | Yes | x | 602 | 6020 | 45 | 45 | #REF!
1278 | 602Q | 6020AE | 48" Wastewater, RR Crossing (BOTOC) | LF | ALL | Wastewater | Railway X-ing | Yes | Yes | x | 602 | 6020 | 48 | 48 | #REF!
1279 | 602R | 6020AF | 54" Wastewater, RR Crossing (BOTOC) | LF | ALL | Wastewater | Railway X-ing | Yes | Yes | x | 602 | 6020 | 54 | 54 | #REF!
1280 | 602S | 6020AG | 60" Wastewater, RR Crossing (BOTOC) | LF | ALL | Wastewater | Railway X-ing | Yes | Yes | x | 602 | 6020 | 60 | 60 | #REF!
1281 | 602T | 6020AH | 66" Wastewater, RR Crossing (BOTOC) | LF | ALL | Wastewater | Railway X-ing | Yes | Yes | x | 602 | 6020 | 66 | 66 | #REF!
1282 | 602U | 6020AJ | 72" Wastewater, RR Crossing (BOTOC) | LF | ALL | Wastewater | Railway X-ing | Yes | Yes | x | 602 | 6020 | 72 | 72 | #REF!
1283 | 602V | 6020AK | 78" Wastewater, RR Crossing (BOTOC) | LF | ALL | Wastewater | Railway X-ing | Yes | Yes | x | 602 | 6020 | 78 | 78 | #REF!
1284 | 603A | 6030H | 6" Wastewater, RR Crossing (By Open Cut) | LF | ALL | Wastewater | Railway X-ing | Yes | Yes | x | 603 | 6030 | 6 | 6 | #REF!
1285 | 603B | 6030J | 8" Wastewater, RR Crossing (By Open Cut) | LF | ALL | Wastewater | Railway X-ing | Yes | Yes | x | 603 | 6030 | 8 | 8 | #REF!
1286 | 603C | 6030K | 10" Wastewater, RR Crossing (By Open Cut) | LF | ALL | Wastewater | Railway X-ing | Yes | Yes | x | 603 | 6030 | 10 | 10 | #REF!
1287 | 603D | 6030L | 12" Wastewater, RR Crossing (By Open Cut) | LF | ALL | Wastewater | Railway X-ing | Yes | Yes | x | 603 | 6030 | 12 | 12 | #REF!
1288 | 603E | 6030N | 15" Wastewater, RR Crossing (By Open Cut) | LF | ALL | Wastewater | Railway X-ing | Yes | Yes | x | 603 | 6030 | 15 | 15 | #REF!
1289 | 603F | 6030Q | 16" Wastewater, RR Crossing (By Open Cut) | LF | ALL | Wastewater | Railway X-ing | Yes | Yes | x | 603 | 6030 | 16 | 16 | #REF!
1290 | 603G | 6030S | 20" Wastewater, RR Crossing (By Open Cut) | LF | ALL | Wastewater | Railway X-ing | Yes | Yes | x | 603 | 6030 | 20 | 20 | #REF!
1291 | 603H | 6030V | 24" Wastewater, RR Crossing (By Open Cut) | LF | ALL | Wastewater | Railway X-ing | Yes | Yes | x | 603 | 6030 | 24 | 24 | #REF!
1292 | 603I | 6030Y | 30" Wastewater, RR Crossing (By Open Cut) | LF | ALL | Wastewater | Railway X-ing | Yes | Yes | x | 603 | 6030 | 30 | 30 | #REF!
1293 | 603J | 6030AA | 36" Wastewater, RR Crossing (By Open Cut) | LF | ALL | Wastewater | Railway X-ing | Yes | Yes | x | 603 | 6030 | 36 | 36 | #REF!
1294 | 603K | 6030AC | 42" Wastewater, RR Crossing (By Open Cut) | LF | ALL | Wastewater | Railway X-ing | Yes | Yes | x | 603 | 6030 | 42 | 42 | #REF!
1295 | 603L | 6030AE | 48" Wastewater, RR Crossing (By Open Cut) | LF | ALL | Wastewater | Railway X-ing | Yes | Yes | x | 603 | 6030 | 48 | 48 | #REF!
1296 | 603M | 6030AF | 54" Wastewater, RR Crossing (By Open Cut) | LF | ALL | Wastewater | Railway X-ing | Yes | Yes | x | 603 | 6030 | 54 | 54 | #REF!
1297 | 603N | 6030AG | 60" Wastewater, RR Crossing (By Open Cut) | LF | ALL | Wastewater | Railway X-ing | Yes | Yes | x | 603 | 6030 | 60 | 60 | #REF!
1298 | 603O | 6030AH | 66" Wastewater, RR Crossing (By Open Cut) | LF | ALL | Wastewater | Railway X-ing | Yes | Yes | x | 603 | 6030 | 66 | 66 | #REF!
1299 | 603P | 6030AJ | 72" Wastewater, RR Crossing (By Open Cut) | LF | ALL | Wastewater | Railway X-ing | Yes | Yes | x | 603 | 6030 | 72 | 72 | #REF!
1300 | 603Q | 6030AK | 78" Wastewater, RR Crossing (By Open Cut) | LF | ALL | Wastewater | Railway X-ing | Yes | Yes | x | 603 | 6030 | 78 | 78 | #REF!
1301 | 603R | 6030AL | 84" Wastewater, RR Crossing (By Open Cut) | LF | ALL | Wastewater | Railway X-ing | Yes | Yes | x | 603 | 6030 | 84 | 84 | #REF!
1302 | 603S | 6030AM | 90" Wastewater, RR Crossing (By Open Cut) | LF | ALL | Wastewater | Railway X-ing | Yes | Yes | x | 603 | 6030 | 90 | 90 | #REF!
1303 | 603T | 6030AQ | 102" Wastewater, RR Crossing (By Open Cut) | LF | ALL | Wastewater | Railway X-ing | Yes | Yes | x | 603 | 6030 | 102 | 102 | #REF!
1304 | 604A | 6040H | 6" Wastewater Main Crossing (BOTOC) | LF | ALL | Wastewater | Enc. BOTOC | Yes | Yes | x | 604 | 6040 | 6 | 6 | #REF!
1305 | 604B | 6040J | 8" Wastewater Main Crossing (BOTOC) | LF | ALL | Wastewater | Enc. BOTOC | Yes | Yes | x | 604 | 6040 | 8 | 8 | #REF!
1306 | 604C | 6040K | 10" Wastewater Main Crossing (BOTOC) | LF | ALL | Wastewater | Enc. BOTOC | Yes | Yes | x | 604 | 6040 | 10 | 10 | #REF!
1307 | 604D | 6040L | 12" Wastewater Main Crossing (BOTOC) | LF | ALL | Wastewater | Enc. BOTOC | Yes | Yes | x | 604 | 6040 | 12 | 12 | #REF!
1308 | 604E | 6040N | 15" Wastewater Main Crossing (BOTOC) | LF | ALL | Wastewater | Enc. BOTOC | Yes | Yes | x | 604 | 6040 | 15 | 15 | #REF!
1309 | 604F | 6040Q | 16" Wastewater Main Crossing (BOTOC) | LF | ALL | Wastewater | Enc. BOTOC | Yes | Yes | x | 604 | 6040 | 16 | 16 | #REF!
1310 | 604G | 6040R | 18" Wastewater Main Crossing (BOTOC) | LF | ALL | Wastewater | Enc. BOTOC | Yes | Yes | x | 604 | 6040 | 18 | 18 | #REF!
1311 | 604H | 6040U | 21" Wastewater Main Crossing (BOTOC) | LF | ALL | Wastewater | Enc. BOTOC | Yes | Yes | x | 604 | 6040 | 21 | 21 | #REF!
1312 | 604I | 6040V | 24" Wastewater Main Crossing (BOTOC) | LF | ALL | Wastewater | Enc. BOTOC | Yes | Yes | x | 604 | 6040 | 24 | 24 | #REF!
1313 | 604J | 6040W | 27" Wastewater Main Crossing (BOTOC) | LF | ALL | Wastewater | Enc. BOTOC | Yes | Yes | x | 604 | 6040 | 27 | 27 | #REF!
1314 | 604K | 6040Y | 30" Wastewater Main Crossing (BOTOC) | LF | ALL | Wastewater | Enc. BOTOC | Yes | Yes | x | 604 | 6040 | 30 | 30 | #REF!
1315 | 604L | 6040Z | 33" Wastewater Main Crossing (BOTOC) | LF | ALL | Wastewater | Enc. BOTOC | Yes | Yes | x | 604 | 6040 | 33 | 33 | #REF!
1316 | 604M | 6040AA | 36" Wastewater Main Crossing (BOTOC) | LF | ALL | Wastewater | Enc. BOTOC | Yes | Yes | x | 604 | 6040 | 36 | 36 | #REF!
1317 | 604N | 6040AB | 39" Wastewater Main Crossing (BOTOC) | LF | ALL | Wastewater | Enc. BOTOC | Yes | Yes | x | 604 | 6040 | 39 | 39 | #REF!
1318 | 604O | 6040AC | 42" Wastewater Main Crossing (BOTOC) | LF | ALL | Wastewater | Enc. BOTOC | Yes | Yes | x | 604 | 6040 | 42 | 42 | #REF!
1319 | 604P | 6040AD | 45" Wastewater Main Crossing (BOTOC) | LF | ALL | Wastewater | Enc. BOTOC | Yes | Yes | x | 604 | 6040 | 45 | 45 | #REF!
1320 | 604Q | 6040AE | 48" Wastewater Main Crossing (BOTOC) | LF | ALL | Wastewater | Enc. BOTOC | Yes | Yes | x | 604 | 6040 | 48 | 48 | #REF!
1321 | 604R | 6040AF | 54" Wastewater Main Crossing (BOTOC) | LF | ALL | Wastewater | Enc. BOTOC | Yes | Yes | x | 604 | 6040 | 54 | 54 | #REF!
1322 | 604S | 6040AG | 60" Wastewater Main Crossing (BOTOC) | LF | ALL | Wastewater | Enc. BOTOC | Yes | Yes | x | 604 | 6040 | 60 | 60 | #REF!
1323 | 604T | 6040AH | 66" Wastewater Main Crossing (BOTOC) | LF | ALL | Wastewater | Enc. BOTOC | Yes | Yes | x | 604 | 6040 | 66 | 66 | #REF!
1324 | 604U | 6040AJ | 72" Wastewater Main Crossing (BOTOC) | LF | ALL | Wastewater | Enc. BOTOC | Yes | Yes | x | 604 | 6040 | 72 | 72 | #REF!
1325 | 604V | 6040AK | 78" Wastewater Main Crossing (BOTOC) | LF | ALL | Wastewater | Enc. BOTOC | Yes | Yes | x | 604 | 6040 | 78 | 78 | #REF!
1326 | 604W | 6040AL | 84" Wastewater Main Crossing (BOTOC) | LF | ALL | Wastewater | Enc. BOTOC | Yes | Yes | x | 604 | 6040 | 84 | 84 | #REF!
1327 | 604X | 6040AN | 96" Wastewater Main Crossing (BOTOC) | LF | ALL | Wastewater | Enc. BOTOC | Yes | Yes | x | 604 | 6040 | 96 | 96 | #REF!
1328 | 604Y | 6040AQ | 102" Wastewater Main Crossing (BOTOC) | LF | ALL | Wastewater | Enc. BOTOC | Yes | Yes | x | 604 | 6040 | 102 | 102 | #REF!
1329 | 604Z | 6040AU | 120" Wastewater Main Crossing (BOTOC) | LF | ALL | Wastewater | Enc. BOTOC | Yes | Yes | x | 604 | 6040 | 120 | 120 | #REF!
1330 | 605A | 6050H | 6" Wastewater Main Crossing (By Open Cut) | LF | ALL | Wastewater | Encasement | Yes | Yes | x | 605 | 6050 | 6 | 6 | #REF!
1331 | 605B | 6050J | 8" Wastewater Main Crossing (By Open Cut) | LF | ALL | Wastewater | Encasement | Yes | Yes | x | 605 | 6050 | 8 | 8 | #REF!
1332 | 605C | 6050K | 10" Wastewater Main Crossing (By Open Cut) | LF | ALL | Wastewater | Encasement | Yes | Yes | x | 605 | 6050 | 10 | 10 | #REF!
1333 | 605D | 6050L | 12" Wastewater Main Crossing (By Open Cut) | LF | ALL | Wastewater | Encasement | Yes | Yes | x | 605 | 6050 | 12 | 12 | #REF!
1334 | 605E | 6050N | 15" Wastewater Main Crossing (By Open Cut) | LF | ALL | Wastewater | Encasement | Yes | Yes | x | 605 | 6050 | 15 | 15 | #REF!
1335 | 605F | 6050Q | 16" Wastewater Main Crossing (By Open Cut) | LF | ALL | Wastewater | Encasement | Yes | Yes | x | 605 | 6050 | 16 | 16 | #REF!
1336 | 605G | 6050R | 18" Wastewater Main Crossing (By Open Cut) | LF | ALL | Wastewater | Encasement | Yes | Yes | x | 605 | 6050 | 18 | 18 | #REF!
1337 | 605H | 6050U | 21" Wastewater Main Crossing (By Open Cut) | LF | ALL | Wastewater | Encasement | Yes | Yes | x | 605 | 6050 | 21 | 21 | #REF!
1338 | 605I | 6050V | 24" Wastewater Main Crossing (By Open Cut) | LF | ALL | Wastewater | Encasement | Yes | Yes | x | 605 | 6050 | 24 | 24 | #REF!
1339 | 605J | 6050W | 27" Wastewater Main Crossing (By Open Cut) | LF | ALL | Wastewater | Encasement | Yes | Yes | x | 605 | 6050 | 27 | 27 | #REF!
1340 | 605K | 6050Y | 30" Wastewater Main Crossing (By Open Cut) | LF | ALL | Wastewater | Encasement | Yes | Yes | x | 605 | 6050 | 30 | 30 | #REF!
1341 | 605L | 6050Z | 33" Wastewater Main Crossing (By Open Cut) | LF | ALL | Wastewater | Encasement | Yes | Yes | x | 605 | 6050 | 33 | 33 | #REF!
1342 | 605M | 6050AA | 36" Wastewater Main Crossing (By Open Cut) | LF | ALL | Wastewater | Encasement | Yes | Yes | x | 605 | 6050 | 36 | 36 | #REF!
1343 | 605N | 6050AB | 39" Wastewater Main Crossing (By Open Cut) | LF | ALL | Wastewater | Encasement | Yes | Yes | x | 605 | 6050 | 39 | 39 | #REF!
1344 | 605O | 6050AC | 42" Wastewater Main Crossing (By Open Cut) | LF | ALL | Wastewater | Encasement | Yes | Yes | x | 605 | 6050 | 42 | 42 | #REF!
1345 | 605P | 6050AD | 45" Wastewater Main Crossing (By Open Cut) | LF | ALL | Wastewater | Encasement | Yes | Yes | x | 605 | 6050 | 45 | 45 | #REF!
1346 | 605Q | 6050AE | 48" Wastewater Main Crossing (By Open Cut) | LF | ALL | Wastewater | Encasement | Yes | Yes | x | 605 | 6050 | 48 | 48 | #REF!
1347 | 605R | 6050AF | 54" Wastewater Main Crossing (By Open Cut) | LF | ALL | Wastewater | Encasement | Yes | Yes | x | 605 | 6050 | 54 | 54 | #REF!
1348 | 605S | 6050AG | 60" Wastewater Main Crossing (By Open Cut) | LF | ALL | Wastewater | Encasement | Yes | Yes | x | 605 | 6050 | 60 | 60 | #REF!
1349 | 605T | 6050AH | 66" Wastewater Main Crossing (By Open Cut) | LF | ALL | Wastewater | Encasement | Yes | Yes | x | 605 | 6050 | 66 | 66 | #REF!
1350 | 605U | 6050AJ | 72" Wastewater Main Crossing (By Open Cut) | LF | ALL | Wastewater | Encasement | Yes | Yes | x | 605 | 6050 | 72 | 72 | #REF!
1351 | 605V | 6050AK | 78" Wastewater Main Crossing (By Open Cut) | LF | ALL | Wastewater | Encasement | Yes | Yes | x | 605 | 6050 | 78 | 78 | #REF!
1352 | 605W | 6050AN | 96" Wastewater Main Crossing (By Open Cut) | LF | ALL | Wastewater | Encasement | Yes | Yes | x | 605 | 6050 | 96 | 96 | #REF!
1353 | 605X | 6050AQ | 102" Wastewater Main Crossing (By Open Cut) | LF | ALL | Wastewater | Encasement | Yes | Yes | x | 605 | 6050 | 102 | 102 | #REF!
1354 | 605Y | 6050AU | 120" Wastewater Main Crossing (By Open Cut) | LF | ALL | Wastewater | Encasement | Yes | Yes | x | 605 | 6050 | 120 | 120 | #REF!
1355 | 606A | 6060 | Wastewater Lateral | EA | ALL | Wastewater | Appurtenance | Yes | Yes | 319 | 606 | 6060
1356 | 606XD | 6065X | Wastewater Lateral - Extra Depth (+20') | LF | CITY | Wastewater | Excavation | Yes | Yes | x | 606 | 6065 |  |  |  |  | X
1357 | 607A | 6070 | External Wastewater Lateral Connection | EA | ALL | Wastewater | Appurtenance | Yes | Yes | x | 607 | 6070
1358 | 607B | 6075 | Internal Wastewater Lateral Connection | EA | ALL | Wastewater | Appurtenance | Yes | Yes | x | 607 | 6075
1359 | 608A | 6080 | Standard Mainline Cleanout | EA | CITY | Wastewater | Appurtenance | Yes | Yes | 317 | 608 | 6080
1360 | 608AP | 6080P | Standard Mainline Cleanout with Paving | EA | JOINT | Wastewater | Appurtenance | Yes | Yes | 317 | 608 | 6080 |  |  |  | P
1361 | 609A | 6090 | Adjust Existing Wastewater Lateral | EA | JOINT | Wastewater | Adjustment | Yes | Yes | 406 | 609 | 6090
1362 | 610A | 6100 | Wastewater Access Device | EA | CITY | Wastewater | Appurtenance | Yes | Yes | x | 610 | 6100
1363 | 610B | 6100P | Wastewater Access Device with Paving | EA | JOINT | Wastewater | Appurtenance | Yes | Yes | x | 610 | 6100 |  |  |  | P
1364 | 611A | 6110AE | 48" Drop Manhole | EA | CITY | Wastewater | Appurtenance | Yes | Yes | 307, 308 | 611 | 6110 | 48 | 48 | #REF!
1365 | 611AP | 6110AEP | 48" Drop Manhole with Paving | EA | JOINT | Wastewater | Appurtenance | Yes | Yes | 307, 308 | 611 | 6110 | 48 | 48 | #REF! | P
1366 | 611B | 6110AG | 60" Drop Manhole | EA | CITY | Wastewater | Appurtenance | Yes | Yes | 307, 308 | 611 | 6110 | 60 | 60 | #REF!
1367 | 611BP | 6110AGP | 60" Drop Manhole with Paving | EA | JOINT | Wastewater | Appurtenance | Yes | Yes | 307, 308 | 611 | 6110 | 60 | 60 | #REF! | P
1368 | 611C | 6110AJ | 72" Drop Manhole | EA | CITY | Wastewater | Appurtenance | Yes | Yes | 307, 308 | 611 | 6110 | 72 | 72 | #REF!
1369 | 611CP | 6110AJP | 72" Drop Manhole with Paving | EA | JOINT | Wastewater | Appurtenance | Yes | Yes | 307, 308 | 611 | 6110 | 72 | 72 | #REF! | P
1370 | 611D | 6110AL | 84" Drop Manhole | EA | CITY | Wastewater | Appurtenance | Yes | Yes | 307, 308 | 611 | 6110 | 84 | 84 | #REF!
1371 | 611DP | 6110ALP | 84" Drop Manhole with Paving | EA | JOINT | Wastewater | Appurtenance | Yes | Yes | 307, 308 | 611 | 6110 | 84 | 84 | #REF! | P
1372 | 611E | 6110AN | 96" Drop Manhole | EA | CITY | Wastewater | Appurtenance | Yes | Yes | 307, 308 | 611 | 6110 | 96 | 96 | #REF!
1373 | 611EP | 6110ANP | 96" Drop Manhole with Paving | EA | JOINT | Wastewater | Appurtenance | Yes | Yes | 307, 308 | 611 | 6110 | 96 | 96 | #REF! | P
1374 |  | 6111AEX | 48" Drop Manhole - Extra Depth (+20') | EA | CITY | Wastewater | Appurtenance | No | Yes | 307, 308 |  | 6111 | 48 | 48 | #REF! |  | X
1375 |  | 6111AEPX | 48" Drop Manhole with Paving - Extra Depth (+20') | EA | JOINT | Wastewater | Appurtenance | No | Yes | 307, 308 |  | 6111 | 48 | 48 | #REF! | P | X
1376 |  | 6111AGX | 60" Drop Manhole - Extra Depth (+20') | EA | CITY | Wastewater | Appurtenance | No | Yes | 307, 308 |  | 6111 | 60 | 60 | #REF! |  | X
1377 |  | 6111AGPX | 60" Drop Manhole with Paving - Extra Depth (+20') | EA | JOINT | Wastewater | Appurtenance | No | Yes | 307, 308 |  | 6111 | 60 | 60 | #REF! | P | X
1378 |  | 6111AJX | 72" Drop Manhole - Extra Depth (+20') | EA | CITY | Wastewater | Appurtenance | No | Yes | 307, 308 |  | 6111 | 72 | 72 | #REF! |  | X
1379 |  | 6111AJPX | 72" Drop Manhole with Paving - Extra Depth (+20') | EA | JOINT | Wastewater | Appurtenance | No | Yes | 307, 308 |  | 6111 | 72 | 72 | #REF! | P | X
1380 |  | 6111ALX | 84" Drop Manhole - Extra Depth (+20') | EA | CITY | Wastewater | Appurtenance | No | Yes | 307, 308 |  | 6111 | 84 | 84 | #REF! |  | X
1381 |  | 6111ALPX | 84" Drop Manhole with Paving - Extra Depth (+20') | EA | JOINT | Wastewater | Appurtenance | No | Yes | 307, 308 |  | 6111 | 84 | 84 | #REF! | P | X
1382 |  | 6111ANX | 96" Drop Manhole - Extra Depth (+20') | EA | CITY | Wastewater | Appurtenance | No | Yes | 307, 308 |  | 6111 | 96 | 96 | #REF! |  | X
1383 |  | 6111ANPX | 96" Drop Manhole with Paving - Extra Depth (+20') | EA | JOINT | Wastewater | Appurtenance | No | Yes | 307, 308 |  | 6111 | 96 | 96 | #REF! | P | X
1384 | 611G | Discontinued | __" Drop Manhole | EA | CITY | Wastewater | Appurtenance | Yes | No | x | 611
1385 | 612A | 6120AE | 48" Type "S" Manhole | EA | CITY | Wastewater | Appurtenance | Yes | Yes | x | 612 | 6120 | 48 | 48 | #REF!
1386 | 612AP | 6120AEP | 48" Type "S" Manhole with Paving | EA | JOINT | Wastewater | Appurtenance | Yes | Yes | x | 612 | 6120 | 48 | 48 | #REF! | P
1387 | 612B | 6120AG | 60" Type "S" Manhole | EA | CITY | Wastewater | Appurtenance | Yes | Yes | x | 612 | 6120 | 60 | 60 | #REF!
1388 | 612BP | 6120AGP | 60" Type "S" Manhole with Paving | EA | JOINT | Wastewater | Appurtenance | Yes | Yes | x | 612 | 6120 | 60 | 60 | #REF! | P
1389 | 612C | 6120AJ | 72" Type "S" Manhole | EA | CITY | Wastewater | Appurtenance | Yes | Yes | x | 612 | 6120 | 72 | 72 | #REF!
1390 | 612CP | 6120AJP | 72" Type "S" Manhole with Paving | EA | JOINT | Wastewater | Appurtenance | Yes | Yes | x | 612 | 6120 | 72 | 72 | #REF! | P
1391 | 612D | 6120AL | 84" Type "S" Manhole | EA | CITY | Wastewater | Appurtenance | Yes | Yes | x | 612 | 6120 | 84 | 84 | #REF!
1392 | 612DP | 6120ALP | 84" Type "S" Manhole with Paving | EA | JOINT | Wastewater | Appurtenance | Yes | Yes | x | 612 | 6120 | 84 | 84 | #REF! | P
1393 | 612E | 6120AN | 96" Type "S" Manhole | EA | CITY | Wastewater | Appurtenance | Yes | Yes | x | 612 | 6120 | 96 | 96 | #REF!
1394 | 612EP | 6120ANP | 96" Type "S" Manhole with Paving | EA | JOINT | Wastewater | Appurtenance | Yes | Yes | x | 612 | 6120 | 96 | 96 | #REF! | P
1395 |  | 6121AEX | 48" Type "S" Manhole - Extra Depth (+20') | EA | CITY | Wastewater | Appurtenance | No | Yes | x |  | 6121 | 48 | 48 | #REF! |  | X
1396 |  | 6121AEPX | 48" Type "S" Manhole with Paving - Extra Depth (+20') | EA | JOINT | Wastewater | Appurtenance | No | Yes | x |  | 6121 | 48 | 48 | #REF! | P | X
1397 |  | 6121AGX | 60" Type "S" Manhole - Extra Depth (+20') | EA | CITY | Wastewater | Appurtenance | No | Yes | x |  | 6121 | 60 | 60 | #REF! |  | X
1398 |  | 6121AGPX | 60" Type "S" Manhole with Paving - Extra Depth (+20') | EA | JOINT | Wastewater | Appurtenance | No | Yes | x |  | 6121 | 60 | 60 | #REF! | P | X
1399 |  | 6121AJX | 72" Type "S" Manhole - Extra Depth (+20') | EA | CITY | Wastewater | Appurtenance | No | Yes | x |  | 6121 | 72 | 72 | #REF! |  | X
1400 |  | 6121AJPX | 72" Type "S" Manhole with Paving - Extra Depth (+20') | EA | JOINT | Wastewater | Appurtenance | No | Yes | x |  | 6121 | 72 | 72 | #REF! | P | X
1401 |  | 6121ALX | 84" Type "S" Manhole - Extra Depth (+20') | EA | CITY | Wastewater | Appurtenance | No | Yes | x |  | 6121 | 84 | 84 | #REF! |  | X
1402 |  | 6121ALPX | 84" Type "S" Manhole with Paving - Extra Depth (+20') | EA | JOINT | Wastewater | Appurtenance | No | Yes | x |  | 6121 | 84 | 84 | #REF! | P | X
1403 |  | 6121ANX | 96" Type "S" Manhole - Extra Depth (+20') | EA | CITY | Wastewater | Appurtenance | No | Yes | x |  | 6121 | 96 | 96 | #REF! |  | X
1404 |  | 6121ANPX | 96" Type "S" Manhole with Paving - Extra Depth (+20') | EA | JOINT | Wastewater | Appurtenance | No | Yes | x |  | 6121 | 96 | 96 | #REF! | P | X
1405 | 612J | 6125AE | 48" Type "S" Drop Manhole | EA | CITY | Wastewater | Appurtenance | Yes | Yes | 307, 308 | 612 | 6125 | 48 | 48 | #REF!
1406 | 612JP | 6125AEP | 48" Type "S" Drop Manhole with Paving | EA | JOINT | Wastewater | Appurtenance | Yes | Yes | 307, 308 | 612 | 6125 | 48 | 48 | #REF! | P
1407 | 612K | 6125AG | 60" Type "S" Drop Manhole | EA | CITY | Wastewater | Appurtenance | Yes | Yes | 307, 308 | 612 | 6125 | 60 | 60 | #REF!
1408 | 612KP | 6125AGP | 60" Type "S" Drop Manhole with Paving | EA | JOINT | Wastewater | Appurtenance | Yes | Yes | 307, 308 | 612 | 6125 | 60 | 60 | #REF! | P
1409 | 612L | 6125AJ | 72" Type "S" Drop Manhole | EA | CITY | Wastewater | Appurtenance | Yes | Yes | 307, 308 | 612 | 6125 | 72 | 72 | #REF!
1410 | 612LP | 6125AJP | 72" Type "S" Drop Manhole with Paving | EA | JOINT | Wastewater | Appurtenance | Yes | Yes | 307, 308 | 612 | 6125 | 72 | 72 | #REF! | P
1411 | 612M | 6125AL | 84" Type "S" Drop Manhole | EA | CITY | Wastewater | Appurtenance | Yes | Yes | 307, 308 | 612 | 6125 | 84 | 84 | #REF!
1412 | 612MP | 6125ALP | 84" Type "S" Drop Manhole with Paving | EA | JOINT | Wastewater | Appurtenance | Yes | Yes | 307, 308 | 612 | 6125 | 84 | 84 | #REF! | P
1413 | 612N | 6125AN | 96" Type "S" Drop Manhole | EA | CITY | Wastewater | Appurtenance | Yes | Yes | 307, 308 | 612 | 6125 | 96 | 96 | #REF!
1414 | 612NP | 6125ANP | 96" Type "S" Drop Manhole with Paving | EA | JOINT | Wastewater | Appurtenance | Yes | Yes | 307, 308 | 612 | 6125 | 96 | 96 | #REF! | P
1415 |  | 6126AEX | 48" Type "S" Drop Manhole - Extra Depth (+20') | EA | CITY | Wastewater | Appurtenance | No | Yes | 307, 308 |  | 6126 | 48 | 48 | #REF! |  | X
1416 |  | 6126AEPX | 48" Type "S" Drop Manhole with Paving - Extra Depth (+20') | EA | JOINT | Wastewater | Appurtenance | No | Yes | 307, 308 |  | 6126 | 48 | 48 | #REF! | P | X
1417 |  | 6126AGX | 60" Type "S" Drop Manhole - Extra Depth (+20') | EA | CITY | Wastewater | Appurtenance | No | Yes | 307, 308 |  | 6126 | 60 | 60 | #REF! |  | X
1418 |  | 6126AGPX | 60" Type "S" Drop Manhole with Paving - Extra Depth (+20') | EA | JOINT | Wastewater | Appurtenance | No | Yes | 307, 308 |  | 6126 | 60 | 60 | #REF! | P | X
1419 |  | 6126AJX | 72" Type "S" Drop Manhole - Extra Depth (+20') | EA | CITY | Wastewater | Appurtenance | No | Yes | 307, 308 |  | 6126 | 72 | 72 | #REF! |  | X
1420 |  | 6126AJPX | 72" Type "S" Drop Manhole with Paving - Extra Depth (+20') | EA | JOINT | Wastewater | Appurtenance | No | Yes | 307, 308 |  | 6126 | 72 | 72 | #REF! | P | X
1421 |  | 6126ALX | 84" Type "S" Drop Manhole - Extra Depth (+20') | EA | CITY | Wastewater | Appurtenance | No | Yes | 307, 308 |  | 6126 | 84 | 84 | #REF! |  | X
1422 |  | 6126ALPX | 84" Type "S" Drop Manhole with Paving - Extra Depth (+20') | EA | JOINT | Wastewater | Appurtenance | No | Yes | 307, 308 |  | 6126 | 84 | 84 | #REF! | P | X
1423 |  | 6126ANX | 96" Type "S" Drop Manhole - Extra Depth (+20') | EA | CITY | Wastewater | Appurtenance | No | Yes | 307, 308 |  | 6126 | 96 | 96 | #REF! |  | X
1424 |  | 6126ANPX | 96" Type "S" Drop Manhole with Paving - Extra Depth (+20') | EA | JOINT | Wastewater | Appurtenance | No | Yes | 307, 308 |  | 6126 | 96 | 96 | #REF! | P | X
1425 | 613A | 6130AE | 48" Wastewater Manhole | EA | CITY | Wastewater | Appurtenance | Yes | Yes | 301, 302 | 613 | 6130 | 48 | 48 | #REF!
1426 | 613AP | 6130AEP | 48" Wastewater Manhole with Paving | EA | JOINT | Wastewater | Appurtenance | Yes | Yes | 301, 302 | 613 | 6130 | 48 | 48 | #REF! | P
1427 | 613AX | Discontinued | 48" Wastewater Manhole - Extra Depth (8'-12') | VF | CITY | Wastewater | Appurtenance | Yes | No | 301, 302 | 613 | 6130 | 48 | 48 | #REF! |  | X
1428 | 613B | 6130AG | 60" Wastewater Manhole | EA | CITY | Wastewater | Appurtenance | Yes | Yes | 301, 302 | 613 | 6130 | 60 | 60 | #REF!
1429 | 613BP | 6130AGP | 60" Wastewater Manhole with Paving | EA | JOINT | Wastewater | Appurtenance | Yes | Yes | 301, 302 | 613 | 6130 | 60 | 60 | #REF! | P
1430 | 613C | 6130AJ | 72" Wastewater Manhole | EA | CITY | Wastewater | Appurtenance | Yes | Yes | 301, 302 | 613 | 6130 | 72 | 72 | #REF!
1431 | 613CP | 6130AJP | 72" Wastewater Manhole with Paving | EA | JOINT | Wastewater | Appurtenance | Yes | Yes | 301, 302 | 613 | 6130 | 72 | 72 | #REF! | P
1432 | 613D | 6130AL | 84" Wastewater Manhole | EA | CITY | Wastewater | Appurtenance | Yes | Yes | 301, 302 | 613 | 6130 | 84 | 84 | #REF!
1433 | 613DP | 6130ALP | 84" Wastewater Manhole with Paving | EA | JOINT | Wastewater | Appurtenance | Yes | Yes | 301, 302 | 613 | 6130 | 84 | 84 | #REF! | P
1434 | 613E | 6130AN | 96" Wastewater Manhole | EA | CITY | Wastewater | Appurtenance | Yes | Yes | 301, 302 | 613 | 6130 | 96 | 96 | #REF!
1435 | 613EP | 6130ANP | 96" Wastewater Manhole with Paving | EA | JOINT | Wastewater | Appurtenance | Yes | Yes | 301, 302 | 613 | 6130 | 96 | 96 | #REF! | P
1436 |  | 6131AEX | 48" Wastewater Manhole - Extra Depth (+20') | EA | CITY | Wastewater | Appurtenance | No | Yes | 301, 302 |  | 6131 | 48 | 48 | #REF! |  | X
1437 |  | 6131AEPX | 48" Wastewater Manhole with Paving - Extra Depth (+20') | EA | JOINT | Wastewater | Appurtenance | No | Yes | 301, 302 |  | 6131 | 48 | 48 | #REF! | P | X
1438 |  | 6131AGX | 60" Wastewater Manhole - Extra Depth (+20') | EA | CITY | Wastewater | Appurtenance | No | Yes | 301, 302 |  | 6131 | 60 | 60 | #REF! |  | X
1439 |  | 6131AGPX | 60" Wastewater Manhole with Paving - Extra Depth (+20') | EA | JOINT | Wastewater | Appurtenance | No | Yes | 301, 302 |  | 6131 | 60 | 60 | #REF! | P | X
1440 |  | 6131AJX | 72" Wastewater Manhole - Extra Depth (+20') | EA | CITY | Wastewater | Appurtenance | No | Yes | 301, 302 |  | 6131 | 72 | 72 | #REF! |  | X
1441 |  | 6131AJPX | 72" Wastewater Manhole with Paving - Extra Depth (+20') | EA | JOINT | Wastewater | Appurtenance | No | Yes | 301, 302 |  | 6131 | 72 | 72 | #REF! | P | X
1442 |  | 6131ALX | 84" Wastewater Manhole - Extra Depth (+20') | EA | CITY | Wastewater | Appurtenance | No | Yes | 301, 302 |  | 6131 | 84 | 84 | #REF! |  | X
1443 |  | 6131ALPX | 84" Wastewater Manhole with Paving - Extra Depth (+20') | EA | JOINT | Wastewater | Appurtenance | No | Yes | 301, 302 |  | 6131 | 84 | 84 | #REF! | P | X
1444 |  | 6131ANX | 96" Wastewater Manhole - Extra Depth (+20') | EA | CITY | Wastewater | Appurtenance | No | Yes | 301, 302 |  | 6131 | 96 | 96 | #REF! |  | X
1445 |  | 6131ANPX | 96" Wastewater Manhole with Paving - Extra Depth (+20') | EA | JOINT | Wastewater | Appurtenance | No | Yes | 301, 302 |  | 6131 | 96 | 96 | #REF! | P | X
1446 | 614A | 6140 | Abandon Existing Manhole | EA | ALL | Wastewater | Appurtenance | Yes | Yes | 316 | 614 | 6140
1447 | 614B | 6141 | Vacuum Test for Wastewater Manhole | EA | ALL | Wastewater | Appurtenance | Yes | Yes | x | 614 | 6141
1448 | 614C | 6142 | Drop Connection to Existing Manhole | EA | ALL | Wastewater | Appurtenance | Yes | Yes | 307, 308 | 614 | 6142
1449 | 614X | 6143 | Abandon Existing Structural Manhole | EA | CITY | Wastewater | Appurtenance | Yes | Yes | 316 | 614 | 6143
1450 | 615A | 6150AE | 48" Manhole Rehabilitation | EA | ALL | Wastewater | Rehabilitation | Yes | Yes | x | 615 | 6150 | 48 | 48 | #REF!
1451 | 615B | 6150AF | 54" Manhole Rehabilitation | EA | ALL | Wastewater | Rehabilitation | Yes | Yes | x | 615 | 6150 | 54 | 54 | #REF!
1452 | 615C | 6150AG | 60" Manhole Rehabilitation | EA | ALL | Wastewater | Rehabilitation | Yes | Yes | x | 615 | 6150 | 60 | 60 | #REF!
1453 | 615D | 6150AJ | 72" Manhole Rehabilitation | EA | ALL | Wastewater | Rehabilitation | Yes | Yes | x | 615 | 6150 | 72 | 72 | #REF!
1454 | 615A | 6151AEX | 48" Manhole Rehabilitation - Extra Depth (+20') | EA | ALL | Wastewater | Rehabilitation | Yes | Yes | x | 615 | 6151 | 48 | 48 | #REF! |  | X
1455 | 615B | 6151AFX | 54" Manhole Rehabilitation - Extra Depth (+20') | EA | ALL | Wastewater | Rehabilitation | Yes | Yes | x | 615 | 6151 | 54 | 54 | #REF! |  | X
1456 | 615C | 6151AGX | 60" Manhole Rehabilitation - Extra Depth (+20') | EA | ALL | Wastewater | Rehabilitation | Yes | Yes | x | 615 | 6151 | 60 | 60 | #REF! |  | X
1457 | 615D | 6151AJX | 72" Manhole Rehabilitation - Extra Depth (+20') | EA | ALL | Wastewater | Rehabilitation | Yes | Yes | x | 615 | 6151 | 72 | 72 | #REF! |  | X
1458 | 615E | 6155AE | 48" Drop Manhole Rehabilitation | EA | ALL | Wastewater | Rehabilitation | Yes | Yes | x | 615 | 6155 | 48 | 48 | #REF!
1459 | 615F | 6155AF | 54" Drop Manhole Rehabilitation | EA | ALL | Wastewater | Rehabilitation | Yes | Yes | x | 615 | 6155 | 54 | 54 | #REF!
1460 | 615G | 6155AG | 60" Drop Manhole Rehabilitation | EA | ALL | Wastewater | Rehabilitation | Yes | Yes | x | 615 | 6155 | 60 | 60 | #REF!
1461 | 615H | 6155AJ | 72" Drop Manhole Rehabilitation | EA | ALL | Wastewater | Rehabilitation | Yes | Yes | x | 615 | 6155 | 72 | 72 | #REF!
1462 | 615E | 6156AEX | 48" Drop Manhole Rehabilitation - Extra Depth (+20') | EA | ALL | Wastewater | Rehabilitation | Yes | Yes | x | 615 | 6156 | 48 | 48 | #REF! |  | X
1463 | 615F | 6156AFX | 54" Drop Manhole Rehabilitation - Extra Depth (+20') | EA | ALL | Wastewater | Rehabilitation | Yes | Yes | x | 615 | 6156 | 54 | 54 | #REF! |  | X
1464 | 615G | 6156AGX | 60" Drop Manhole Rehabilitation - Extra Depth (+20') | EA | ALL | Wastewater | Rehabilitation | Yes | Yes | x | 615 | 6156 | 60 | 60 | #REF! |  | X
1465 | 615H | 6156AJX | 72" Drop Manhole Rehabilitation - Extra Depth (+20') | EA | ALL | Wastewater | Rehabilitation | Yes | Yes | x | 615 | 6156 | 72 | 72 | #REF! |  | X
1466 | 616A | Discontinued | Special Manhole | EA | CITY | Wastewater | Appurtenance | Yes | No | x | 616
1467 | 616AP | Discontinued | Special Manhole with Paving | EA | JOINT | Wastewater | Appurtenance | Yes | No | x | 616 |  |  |  |  | P
1468 | 616B | Discontinued | Special Manhole | EA | CITY | Wastewater | Appurtenance | Yes | No | x | 616
1469 | 616BP | Discontinued | Special Manhole with Paving | EA | JOINT | Wastewater | Appurtenance | Yes | No | x | 616 |  |  |  |  | P
1470 | 616C | Discontinued | Special Manhole | EA | CITY | Wastewater | Appurtenance | Yes | No | x | 616
1471 | 616CP | Discontinued | Special Manhole with Paving | EA | JOINT | Wastewater | Appurtenance | Yes | No | x | 616 |  |  |  |  | P
1472 | 616D | Discontinued | Special Manhole | EA | CITY | Wastewater | Appurtenance | Yes | No | x | 616
1473 | 616DP | Discontinued | Special Manhole with Paving | EA | JOINT | Wastewater | Appurtenance | Yes | No | x | 616 |  |  |  |  | P
1474 | 616E | Discontinued | Special Manhole | EA | CITY | Wastewater | Appurtenance | Yes | No | x | 616
1475 | 616EP | Discontinued | Special Manhole with Paving | EA | JOINT | Wastewater | Appurtenance | Yes | No | x | 616 |  |  |  |  | P
1476 |  | 6160AE | 48" Special Manhole | EA | CITY | Wastewater | Appurtenance | No | Yes | x |  | 6160 | 48 | 48 | #REF!
1477 |  | 6160AEP | 48" Special Manhole with Paving | EA | JOINT | Wastewater | Appurtenance | No | Yes | x |  | 6160 | 48 | 48 | #REF! | P
1478 |  | 6160AG | 60" Special Manhole | EA | CITY | Wastewater | Appurtenance | No | Yes | x |  | 6160 | 60 | 60 | #REF!
1479 |  | 6160AGP | 60" Special Manhole with Paving | EA | JOINT | Wastewater | Appurtenance | No | Yes | x |  | 6160 | 60 | 60 | #REF! | P
1480 |  | 6160AJ | 72" Special Manhole | EA | CITY | Wastewater | Appurtenance | No | Yes | x |  | 6160 | 72 | 72 | #REF!
1481 |  | 6160AJP | 72" Special Manhole with Paving | EA | JOINT | Wastewater | Appurtenance | No | Yes | x |  | 6160 | 72 | 72 | #REF! | P
1482 |  | 6160AL | 84" Special Manhole | EA | CITY | Wastewater | Appurtenance | No | Yes | x |  | 6160 | 84 | 84 | #REF!
1483 |  | 6160ALP | 84" Special Manhole with Paving | EA | JOINT | Wastewater | Appurtenance | No | Yes | x |  | 6160 | 84 | 84 | #REF! | P
1484 |  | 6160AN | 96" Special Manhole | EA | CITY | Wastewater | Appurtenance | No | Yes | x |  | 6160 | 96 | 96 | #REF!
1485 |  | 6160ANP | 96" Special Manhole with Paving | EA | JOINT | Wastewater | Appurtenance | No | Yes | x |  | 6160 | 96 | 96 | #REF! | P
1486 |  | 6161AEX | 48" Special Manhole - Extra Depth (+20') | EA | CITY | Wastewater | Appurtenance | No | Yes | x |  | 6161 | 48 | 48 | #REF! |  | X
1487 |  | 6161AEPX | 48" Special Manhole with Paving - Extra Depth (+20') | EA | JOINT | Wastewater | Appurtenance | No | Yes | x |  | 6161 | 48 | 48 | #REF! | P | X
1488 |  | 6161AGX | 60" Special Manhole - Extra Depth (+20') | EA | CITY | Wastewater | Appurtenance | No | Yes | x |  | 6161 | 60 | 60 | #REF! |  | X
1489 |  | 6161AGPX | 60" Special Manhole with Paving - Extra Depth (+20') | EA | JOINT | Wastewater | Appurtenance | No | Yes | x |  | 6161 | 60 | 60 | #REF! | P | X
1490 |  | 6161AJX | 72" Special Manhole - Extra Depth (+20') | EA | CITY | Wastewater | Appurtenance | No | Yes | x |  | 6161 | 72 | 72 | #REF! |  | X
1491 |  | 6161AJPX | 72" Special Manhole with Paving - Extra Depth (+20') | EA | JOINT | Wastewater | Appurtenance | No | Yes | x |  | 6161 | 72 | 72 | #REF! | P | X
1492 |  | 6161ALX | 84" Special Manhole - Extra Depth (+20') | EA | CITY | Wastewater | Appurtenance | No | Yes | x |  | 6161 | 84 | 84 | #REF! |  | X
1493 |  | 6161ALPX | 84" Special Manhole with Paving - Extra Depth (+20') | EA | JOINT | Wastewater | Appurtenance | No | Yes | x |  | 6161 | 84 | 84 | #REF! | P | X
1494 |  | 6161ANX | 96" Special Manhole - Extra Depth (+20') | EA | CITY | Wastewater | Appurtenance | No | Yes | x |  | 6161 | 96 | 96 | #REF! |  | X
1495 |  | 6161ANPX | 96" Special Manhole with Paving - Extra Depth (+20') | EA | JOINT | Wastewater | Appurtenance | No | Yes | x |  | 6161 | 96 | 96 | #REF! | P | X
1496 | 617A | 6170AEX | 48" Extra Depth Manhole | LF | P.DEV | Wastewater | Appurtenance | Yes | Yes | x | 617 | 6170 | 48 | 48 | #REF! |  | X
1497 | 617B | 6170AFX | 54" Extra Depth Manhole | LF | P.DEV | Wastewater | Appurtenance | Yes | Yes | x | 617 | 6170 | 54 | 54 | #REF! |  | X
1498 | 617C | 6170AGX | 60" Extra Depth Manhole | LF | P.DEV | Wastewater | Appurtenance | Yes | Yes | x | 617 | 6170 | 60 | 60 | #REF! |  | X
1499 | 618A | 6180AE | 48" Gas Sealed Drop Manhole | EA | CITY | Wastewater | Appurtenance | Yes | Yes | x | 618 | 6180 | 48 | 48 | #REF!
1500 |  | 6180AG | 60" Gas Sealed Drop Manhole | EA | CITY | Wastewater | Appurtenance | No | Yes | x |  | 6180 | 60 | 60 | #REF!
1501 |  | 6180AJ | 72" Gas Sealed Drop Manhole | EA | CITY | Wastewater | Appurtenance | No | Yes | x |  | 6180 | 72 | 72 | #REF!
1502 |  | 6180AL | 84" Gas Sealed Drop Manhole | EA | CITY | Wastewater | Appurtenance | No | Yes | x |  | 6180 | 84 | 84 | #REF!
1503 |  | 6180AN | 96" Gas Sealed Drop Manhole | EA | CITY | Wastewater | Appurtenance | No | Yes | x |  | 6180 | 96 | 96 | #REF!
1504 |  | 6180AEP | 48" Gas Sealed Drop Manhole with Paving | EA | JOINT | Wastewater | Appurtenance | No | Yes | x |  | 6180 | 48 | 48 | #REF! | P
1505 |  | 6180AGP | 60" Gas Sealed Drop Manhole with Paving | EA | JOINT | Wastewater | Appurtenance | No | Yes | x |  | 6180 | 60 | 60 | #REF! | P
1506 |  | 6180AJP | 72" Gas Sealed Drop Manhole with Paving | EA | JOINT | Wastewater | Appurtenance | No | Yes | x |  | 6180 | 72 | 72 | #REF! | P
1507 |  | 6180ALP | 84" Gas Sealed Drop Manhole with Paving | EA | JOINT | Wastewater | Appurtenance | No | Yes | x |  | 6180 | 84 | 84 | #REF! | P
1508 |  | 6180ANP | 96" Gas Sealed Drop Manhole with Paving | EA | JOINT | Wastewater | Appurtenance | No | Yes | x |  | 6180 | 96 | 96 | #REF! | P
1509 |  | 6181AEX | 48" Gas Sealed Drop Manhole - Extra Depth (+20') | EA | CITY | Wastewater | Appurtenance | No | Yes | x |  | 6181 | 48 | 48 | #REF! |  | X
1510 |  | 6181AGX | 60" Gas Sealed Drop Manhole - Extra Depth (+20') | EA | CITY | Wastewater | Appurtenance | No | Yes | x |  | 6181 | 60 | 60 | #REF! |  | X
1511 |  | 6181AJX | 72" Gas Sealed Drop Manhole - Extra Depth (+20') | EA | CITY | Wastewater | Appurtenance | No | Yes | x |  | 6181 | 72 | 72 | #REF! |  | X
1512 |  | 6181ALX | 84" Gas Sealed Drop Manhole - Extra Depth (+20') | EA | CITY | Wastewater | Appurtenance | No | Yes | x |  | 6181 | 84 | 84 | #REF! |  | X
1513 |  | 6181ANX | 96" Gas Sealed Drop Manhole - Extra Depth (+20') | EA | CITY | Wastewater | Appurtenance | No | Yes | x |  | 6181 | 96 | 96 | #REF! |  | X
1514 |  | 6181AEPX | 48" Gas Sealed Drop Manhole with Paving - Extra Depth (+20') | EA | JOINT | Wastewater | Appurtenance | No | Yes | x |  | 6181 | 48 | 48 | #REF! | P | X
1515 |  | 6181AGPX | 60" Gas Sealed Drop Manhole with Paving - Extra Depth (+20') | EA | JOINT | Wastewater | Appurtenance | No | Yes | x |  | 6181 | 60 | 60 | #REF! | P | X
1516 |  | 6181AJPX | 72" Gas Sealed Drop Manhole with Paving - Extra Depth (+20') | EA | JOINT | Wastewater | Appurtenance | No | Yes | x |  | 6181 | 72 | 72 | #REF! | P | X
1517 |  | 6181ALPX | 84" Gas Sealed Drop Manhole with Paving - Extra Depth (+20') | EA | JOINT | Wastewater | Appurtenance | No | Yes | x |  | 6181 | 84 | 84 | #REF! | P | X
1518 |  | 6181ANPX | 96" Gas Sealed Drop Manhole with Paving - Extra Depth (+20') | EA | JOINT | Wastewater | Appurtenance | No | Yes | x |  | 6181 | 96 | 96 | #REF! | P | X
1519 | 619 | Discontinued | __" Vortex Manhole | EA | CITY | Wastewater | Appurtenance | Yes | No | x | 619
1520 |  | 6190AE | 48" Vortex Manhole | EA | CITY | Wastewater | Appurtenance | No | Yes | x |  | 6190 | 48 | 48 | #REF!
1521 |  | 6190AG | 60" Vortex Manhole | EA | CITY | Wastewater | Appurtenance | No | Yes | x |  | 6190 | 60 | 60 | #REF!
1522 |  | 6190AJ | 72" Vortex Manhole | EA | CITY | Wastewater | Appurtenance | No | Yes | x |  | 6190 | 72 | 72 | #REF!
1523 |  | 6190AL | 84" Vortex Manhole | EA | CITY | Wastewater | Appurtenance | No | Yes | x |  | 6190 | 84 | 84 | #REF!
1524 |  | 6190AN | 96" Vortex Manhole | EA | CITY | Wastewater | Appurtenance | No | Yes | x |  | 6190 | 96 | 96 | #REF!
1525 |  | 6190AEP | 48" Vortex Manhole with Paving | EA | JOINT | Wastewater | Appurtenance | No | Yes | x |  | 6190 | 48 | 48 | #REF! | P
1526 |  | 6190AGP | 60" Vortex Manhole with Paving | EA | JOINT | Wastewater | Appurtenance | No | Yes | x |  | 6190 | 60 | 60 | #REF! | P
1527 |  | 6190AJP | 72" Vortex Manhole with Paving | EA | JOINT | Wastewater | Appurtenance | No | Yes | x |  | 6190 | 72 | 72 | #REF! | P
1528 |  | 6190ALP | 84" Vortex Manhole with Paving | EA | JOINT | Wastewater | Appurtenance | No | Yes | x |  | 6190 | 84 | 84 | #REF! | P
1529 |  | 6190ANP | 96" Vortex Manhole with Paving | EA | JOINT | Wastewater | Appurtenance | No | Yes | x |  | 6190 | 96 | 96 | #REF! | P
1530 |  | 6191AEX | 48" Vortex Manhole - Extra Depth (+20') | EA | CITY | Wastewater | Appurtenance | No | Yes | x |  | 6191 | 48 | 48 | #REF! |  | X
1531 |  | 6191AGX | 60" Vortex Manhole - Extra Depth (+20') | EA | CITY | Wastewater | Appurtenance | No | Yes | x |  | 6191 | 60 | 60 | #REF! |  | X
1532 |  | 6191AJX | 72" Vortex Manhole - Extra Depth (+20') | EA | CITY | Wastewater | Appurtenance | No | Yes | x |  | 6191 | 72 | 72 | #REF! |  | X
1533 |  | 6191ALX | 84" Vortex Manhole - Extra Depth (+20') | EA | CITY | Wastewater | Appurtenance | No | Yes | x |  | 6191 | 84 | 84 | #REF! |  | X
1534 |  | 6191ANX | 96" Vortex Manhole - Extra Depth (+20') | EA | CITY | Wastewater | Appurtenance | No | Yes | x |  | 6191 | 96 | 96 | #REF! |  | X
1535 |  | 6191AEPX | 48" Vortex Manhole with Paving - Extra Depth (+20') | EA | JOINT | Wastewater | Appurtenance | No | Yes | x |  | 6191 | 48 | 48 | #REF! | P | X
1536 |  | 6191AGPX | 60" Vortex Manhole with Paving - Extra Depth (+20') | EA | JOINT | Wastewater | Appurtenance | No | Yes | x |  | 6191 | 60 | 60 | #REF! | P | X
1537 |  | 6191AJPX | 72" Vortex Manhole with Paving - Extra Depth (+20') | EA | JOINT | Wastewater | Appurtenance | No | Yes | x |  | 6191 | 72 | 72 | #REF! | P | X
1538 |  | 6191ALPX | 84" Vortex Manhole with Paving - Extra Depth (+20') | EA | JOINT | Wastewater | Appurtenance | No | Yes | x |  | 6191 | 84 | 84 | #REF! | P | X
1539 |  | 6191ANPX | 96" Vortex Manhole with Paving - Extra Depth (+20') | EA | JOINT | Wastewater | Appurtenance | No | Yes | x |  | 6191 | 96 | 96 | #REF! | P | X
1540 | 620A | 6200J | 8" Wastewater Aerial Crossing | EA | ALL | Wastewater | Pipe | Yes | Yes | x | 620 | 6200 | 8 | 8 | #REF!
1541 | 620B | 6200L | 12" Wastewater Aerial Crossing | EA | ALL | Wastewater | Pipe | Yes | Yes | x | 620 | 6200 | 12 | 12 | #REF!
1542 | 620C | 6200N | 15" Wastewater Aerial Crossing | EA | ALL | Wastewater | Pipe | Yes | Yes | x | 620 | 6200 | 15 | 15 | #REF!
1543 | 620D | 6200U | 21" Wastewater Aerial Crossing | EA | ALL | Wastewater | Pipe | Yes | Yes | x | 620 | 6200 | 21 | 21 | #REF!
1544 | 620E | Discontinued | __" Wastewater Aerial Crossing | EA | ALL | Wastewater | Pipe | Yes | No | x | 620
1545 | 624 | 6240 | Tree | EA | ALL | Restoration | Landscaping | Yes | Yes | x | 624 | 6240
1546 | 625A | 6250 | Shrubs, Flowers, Ground Cover, Etc.. | EA | ALL | Restoration | Landscaping | Yes | Yes | x | 625 | 6250
1547 | 626A | 6260 | Clearing & Grubbing | LS | ALL | Restoration | Landscaping | Yes | Yes | x | 626 | 6260
1548 | 627A | 6270 | Fence Replacement | LF | ALL | Restoration | Landscaping | Yes | Yes | x | 627 | 6270
1549 | 632A | 6320 | Abandon Wastewater Lift Station | LS | ALL | Wastewater | Appurtenance | Yes | Yes | x | 632 | 6320
1550 | 632B | 6321 | Pump, Motor, & Variable Speed Drive | LS | ALL | Wastewater | Appurtenance | Yes | Yes | x | 632 | 6321
1551 | 632C | 6322 | Wastewater Lift Station | LS | ALL | Wastewater | Appurtenance | Yes | Yes | x | 632 | 6322
1552 |  | 6400F | 4" Gate Valve -CCW Open for Recycled Wastewater | EA | ALL | Recycled | Appurtenance | No | Yes | x | 640 | 6400 | 4 | 4 | #REF!
1553 |  | 6400H | 6" Gate Valve -CCW Open for Recycled Wastewater | EA | ALL | Recycled | Appurtenance | No | Yes | x | 640 | 6400 | 6 | 6 | #REF!
1554 |  | 6400J | 8" Gate Valve -CCW Open for Recycled Wastewater | EA | ALL | Recycled | Appurtenance | No | Yes | x | 640 | 6400 | 8 | 8 | #REF!
1555 |  | 6400K | 10" Gate Valve -CCW Open for Recycled Wastewater | EA | ALL | Recycled | Appurtenance | No | Yes | x | 640 | 6400 | 10 | 10 | #REF!
1556 |  | 6400L | 12" Gate Valve -CCW Open for Recycled Wastewater | EA | ALL | Recycled | Appurtenance | No | Yes | x | 640 | 6400 | 12 | 12 | #REF!
1557 |  | 6400Q | 16" Gate Valve -CCW Open for Recycled Wastewater | EA | ALL | Recycled | Appurtenance | No | Yes | x | 640 | 6400 | 16 | 16 | #REF!
1558 |  | 6400R | 18" Gate Valve -CCW Open for Recycled Wastewater | EA | ALL | Recycled | Appurtenance | No | Yes | x | 640 | 6400 | 18 | 18 | #REF!
1559 |  | 6400S | 20" Gate Valve -CCW Open for Recycled Wastewater | EA | ALL | Recycled | Appurtenance | No | Yes | x | 640 | 6400 | 20 | 20 | #REF!
1560 |  | 6400V | 24" Gate Valve -CCW Open for Recycled Wastewater | EA | ALL | Recycled | Appurtenance | No | Yes | x | 640 | 6400 | 24 | 24 | #REF!
1561 |  | 6400Y | 30" Gate Valve -CCW Open for Recycled Wastewater | EA | ALL | Recycled | Appurtenance | No | Yes | x | 640 | 6400 | 30 | 30 | #REF!
1562 |  | 6400AA | 36" Gate Valve -CCW Open for Recycled Wastewater | EA | ALL | Recycled | Appurtenance | No | Yes | x | 640 | 6400 | 36 | 36 | #REF!
1563 |  | 6400AC | 42" Gate Valve -CCW Open for Recycled Wastewater | EA | ALL | Recycled | Appurtenance | No | Yes | x | 640 | 6400 | 42 | 42 | #REF!
1564 |  | 6400AE | 48" Gate Valve -CCW Open for Recycled Wastewater | EA | ALL | Recycled | Appurtenance | No | Yes | x | 640 | 6400 | 48 | 48 | #REF!
1565 | 680A | 6800 | Project Partnering | LS | CITY | General | Management | Yes | Yes | x | 680 | 6800
1566 | 687A | 6870 | Move In and Move Out | EA | CITY | General | Mobilization | Yes | Yes | x | 687 | 6870
1567 | 687B | 6875 | Move to another Location | EA | CITY | General | Mobilization | Yes | Yes | x | 687 | 6875
1568 | 690A | 6900 | Place Grass Sod | SY | CITY | Restoration | Landscaping | Yes | Yes | x | 690 | 6900
1569 | 690B | 6901 | Place Spot Sod | SY | CITY | Restoration | Landscaping | Yes | Yes | x | 690 | 6901
1570 | 690C | 6902 | Place Block Sod | SY | CITY | Restoration | Landscaping | Yes | Yes | x | 690 | 6902
1571 | 690D | 6903 | Place Sprig | SY | CITY | Restoration | Landscaping | Yes | Yes | x | 690 | 6903
1572 | 690E | 6904 | Hydromulch | SY | CITY | Restoration | Landscaping | Yes | Yes | x | 690 | 6904
1573 | 690F | 6905 | Seed | SY | CITY | Restoration | Landscaping | Yes | Yes | x | 690 | 6905
1574 | 690G | Discontinued | Seed and Fertilizer | SY | CITY | Restoration | Landscaping | Yes | No | x | 690 | 6906
1575 | 690H | 6907 | Fertilizer | SY | CITY | Restoration | Landscaping | Yes | Yes | x | 690 | 6907
1576 | 690I | 6908 | Place Brick Paving | SY | CITY | Paving | Paving | Yes | Yes | x | 690 | 6908
1577 | 690J | 6909 | Place Brick Sidewalk | SY | CITY | Paving | Paving | Yes | Yes | x | 690 | 6909
1578 | 690K | 6910 | Cobblestone Sidewalk Pavers | SY | CITY | Paving | Paving | Yes | Yes | x | 690 | 6910
1579 | 690L | 6911 | Corsel/Brick Intersection Pavers | SY | CITY | Paving | Paving | Yes | Yes | x | 690 | 6911
1580 | 692A | 6920 | Television Inspection | LF | CITY | Wastewater | Testing | Yes | Yes | x | 692 | 6920
1581 | 692B | 6921 | Television Inspection | LF | JOINT | Wastewater | Testing | Yes | Yes | x | 692 | 6921
1582 | 692C | 6925 | Trench Safety & Support | LF | ALL | General | Safety | Yes | Yes | x | 692 | 6925
1583 | 693A | 6930Q | 16" Closure Section | EA | ALL | General | Fitting | Yes | Yes | x | 693 | 6930 | 16 | 16 | #REF!
1584 | 693B | 6930S | 20" Closure Section | EA | ALL | General | Fitting | Yes | Yes | x | 693 | 6930 | 20 | 20 | #REF!
1585 | 693C | 6930V | 24" Closure Section | EA | ALL | General | Fitting | Yes | Yes | x | 693 | 6930 | 24 | 24 | #REF!
1586 | 693D | 6930Y | 30" Closure Section | EA | ALL | General | Fitting | Yes | Yes | x | 693 | 6930 | 30 | 30 | #REF!
1587 | 693E | 6930AA | 36" Closure Section | EA | ALL | General | Fitting | Yes | Yes | x | 693 | 6930 | 36 | 36 | #REF!
1588 | 693F | 6930AC | 42" Closure Section | EA | ALL | General | Fitting | Yes | Yes | x | 693 | 6930 | 42 | 42 | #REF!
1589 | 693G | 6930AE | 48" Closure Section | EA | ALL | General | Fitting | Yes | Yes | x | 693 | 6930 | 48 | 48 | #REF!
1590 | 693H | 6930AF | 54" Closure Section | EA | ALL | General | Fitting | Yes | Yes | x | 693 | 6930 | 54 | 54 | #REF!
1591 | 693I | 6930AG | 60" Closure Section | EA | ALL | General | Fitting | Yes | Yes | x | 693 | 6930 | 60 | 60 | #REF!
1592 | 693J | 6930AH | 66" Closure Section | EA | ALL | General | Fitting | Yes | Yes | x | 693 | 6930 | 66 | 66 | #REF!
1593 | 694A | 6940 | Base Preparation | SY | CITY | Paving | Paving | Yes | Yes | x | 694 | 6940
1594 | 694B | 6941 | Lime Treated Base | SY | CITY | Paving | Paving | Yes | Yes | x | 694 | 6941
1595 | 694C | 6942 | Street Surface Milling | SY | CITY | Paving | Paving | Yes | Yes | x | 694 | 6942
1596 | 695 | 6950 | Gabions for Slope Protection | CY | ALL | Restoration | Drainage | Yes | Yes | x | 695 | 6950
1597 | 696 | Discontinued | Remove Internal Test Plug | EA | ALL | Water | Fitting | Yes | No | x | 696 | 6960
1598 |  | 6960Q | Remove 16" Internal Test Plug | EA | ALL | Water | Fitting | No | Yes | x |  | 6960 | 16 | 16 | #REF!
1599 |  | 6960S | Remove 20" Internal Test Plug | EA | ALL | Water | Fitting | No | Yes | x |  | 6961 | 20 | 20 | #REF!
1600 |  | 6960V | Remove 24"Internal Test Plug | EA | ALL | Water | Fitting | No | Yes | x |  | 6962 | 24 | 24 | #REF!
1601 |  | 6960Y | Remove 30" Internal Test Plug | EA | ALL | Water | Fitting | No | Yes | x |  | 6963 | 30 | 30 | #REF!
1602 |  | 6960AA | Remove 36" Internal Test Plug | EA | ALL | Water | Fitting | No | Yes | x |  | 6964 | 36 | 36 | #REF!
1603 |  | 6960AC | Remove 42"Internal Test Plug | EA | ALL | Water | Fitting | No | Yes | x |  | 6965 | 42 | 42 | #REF!
1604 |  | 6960AE | Remove 48" Internal Test Plug | EA | ALL | Water | Fitting | No | Yes | x |  | 6966 | 48 | 48 | #REF!
1605 |  | 6960AF | Remove 54"Internal Test Plug | EA | ALL | Water | Fitting | No | Yes | x |  | 6967 | 54 | 54 | #REF!
1606 |  | 6960AG | Remove 60" Internal Test Plug | EA | ALL | Water | Fitting | No | Yes | x |  | 6968 | 60 | 60 | #REF!
1607 |  | 6960AH | Remove 66" Internal Test Plug | EA | ALL | Water | Fitting | No | Yes | x |  | 6969 | 66 | 66 | #REF!
1608 | 697 | 6970 | Pipe to Soil Potential Monitoring Station | EA | ALL | Water | Appurtenance | Yes | Yes | 226, 227 | 697 | 6970
1609 | 698A | 6980H | Encasement for 6" Wastewater Pipe through Storm Sewer | LF | ALL | Wastewater | Encasement | Yes | Yes | 414-416 | 698 | 6980 | 6 | 6 | #REF!
1610 | 698B | 6980J | Encasement for 8" Wastewater Pipe through Storm Sewer | LF | ALL | Wastewater | Encasement | Yes | Yes | 414-416 | 698 | 6980 | 8 | 8 | #REF!
1611 | 698C | 6980K | Encasement for 10" Wastewater Pipe through Storm Sewer | LF | ALL | Wastewater | Encasement | Yes | Yes | 414-416 | 698 | 6980 | 10 | 10 | #REF!
1612 | 698D | 6980L | Encasement for 12" Wastewater Pipe through Storm Sewer | LF | ALL | Wastewater | Encasement | Yes | Yes | 414-416 | 698 | 6980 | 12 | 12 | #REF!
1613 | 698E | 6980N | Encasement for 15" Wastewater Pipe through Storm Sewer | LF | ALL | Wastewater | Encasement | Yes | Yes | 414-416 | 698 | 6980 | 15 | 15 | #REF!
1614 | 698F | 6980R | Encasement for 18" Wastewater Pipe through Storm Sewer | LF | ALL | Wastewater | Encasement | Yes | Yes | 414-416 | 698 | 6980 | 18 | 18 | #REF!
1615 | 698G | 6980S | Encasement for 20" Wastewater Pipe through Storm Sewer | LF | ALL | Wastewater | Encasement | Yes | Yes | 414-416 | 698 | 6980 | 20 | 20 | #REF!
1616 | 698H | 6980V | Encasement for 24" Wastewater Pipe through Storm Sewer | LF | ALL | Wastewater | Encasement | Yes | Yes | 414-416 | 698 | 6980 | 24 | 24 | #REF!
1617 | 699A | 6990H | 6" Gate Valve Replacement | LS | CITY-VALVE REPL. | Water | Appurtenance | Yes | Yes | x | 699 | 6990 | 6 | 6 | #REF!
1618 | 699AA | 6995H | 6" Gate Valve Replacement (City Furnished) | LS | CITY-VALVE REPL. | Water | Appurtenance | Yes | Yes | x | 699 | 6995 | 6 | 6 | #REF!
1619 | 699B | 6990J | 8" Gate Valve Replacement | LS | CITY-VALVE REPL. | Water | Appurtenance | Yes | Yes | x | 699 | 6990 | 8 | 8 | #REF!
1620 | 699BA | 6995J | 8" Gate Valve Replacement (City Furnished) | LS | CITY-VALVE REPL. | Water | Appurtenance | Yes | Yes | x | 699 | 6995 | 8 | 8 | #REF!
1621 | 699C | 6990K | 10" Gate Valve Replacement | LS | CITY-VALVE REPL. | Water | Appurtenance | Yes | Yes | x | 699 | 6990 | 10 | 10 | #REF!
1622 | 699CA | 6995K | 10" Gate Valve Replacement (City Furnished) | LS | CITY-VALVE REPL. | Water | Appurtenance | Yes | Yes | x | 699 | 6995 | 10 | 10 | #REF!
1623 | 699D | 6990L | 12" Gate Valve Replacement | LS | CITY-VALVE REPL. | Water | Appurtenance | Yes | Yes | x | 699 | 6990 | 12 | 12 | #REF!
1624 | 699DA | 6995L | 12" Gate Valve Replacement (City Furnished) | LS | CITY-VALVE REPL. | Water | Appurtenance | Yes | Yes | x | 699 | 6995 | 12 | 12 | #REF!
1625 | 699E | 6990Q | 16" Gate Valve Replacement | LS | CITY-VALVE REPL. | Water | Appurtenance | Yes | Yes | x | 699 | 6990 | 16 | 16 | #REF!
1626 | 699EA | 6995Q | 16" Gate Valve Replacement (City Furnished) | LS | CITY-VALVE REPL. | Water | Appurtenance | Yes | Yes | x | 699 | 6995 | 16 | 16 | #REF!
1627 | 699F | 6990R | 18" Gate Valve Replacement | LS | CITY-VALVE REPL. | Water | Appurtenance | Yes | Yes | x | 699 | 6990 | 18 | 18 | #REF!
1628 | 699FA | 6995R | 18" Gate Valve Replacement (City Furnished) | LS | CITY-VALVE REPL. | Water | Appurtenance | Yes | Yes | x | 699 | 6995 | 18 | 18 | #REF!
1629 | 699G | 6990S | 20" Gate Valve Replacement | LS | CITY-VALVE REPL. | Water | Appurtenance | Yes | Yes | x | 699 | 6990 | 20 | 20 | #REF!
1630 | 699GA | 6995S | 20" Gate Valve Replacement (City Furnished) | LS | CITY-VALVE REPL. | Water | Appurtenance | Yes | Yes | x | 699 | 6995 | 20 | 20 | #REF!
1631 | 699H | 6990V | 24" Gate Valve Replacement | LS | CITY-VALVE REPL. | Water | Appurtenance | Yes | Yes | x | 699 | 6990 | 24 | 24 | #REF!
1632 | 699HA | 6995V | 24" Gate Valve Replacement (City Furnished) | LS | CITY-VALVE REPL. | Water | Appurtenance | Yes | Yes | x | 699 | 6995 | 24 | 24 | #REF!
1633 | 699I | 6990Y | 30" Gate Valve Replacement | LS | CITY-VALVE REPL. | Water | Appurtenance | Yes | Yes | x | 699 | 6990 | 30 | 30 | #REF!
1634 | 699IA | 6995Y | 30" Gate Valve Replacement (City Furnished) | LS | CITY-VALVE REPL. | Water | Appurtenance | Yes | Yes | x | 699 | 6995 | 30 | 30 | #REF!
1635 | 699J | 6990AA | 36" Gate Valve Replacement | LS | CITY-VALVE REPL. | Water | Appurtenance | Yes | Yes | x | 699 | 6990 | 36 | 36 | #REF!
1636 | 699JA | 6995AA | 36" Gate Valve Replacement (City Furnished) | LS | CITY-VALVE REPL. | Water | Appurtenance | Yes | Yes | x | 699 | 6995 | 36 | 36 | #REF!
1637 | 699K | 6990AC | 42" Gate Valve Replacement | LS | CITY-VALVE REPL. | Water | Appurtenance | Yes | Yes | x | 699 | 6990 | 42 | 42 | #REF!
1638 | 699KA | 6995AC | 42" Gate Valve Replacement (City Furnished) | LS | CITY-VALVE REPL. | Water | Appurtenance | Yes | Yes | x | 699 | 6995 | 42 | 42 | #REF!
1639 | 699L | 6990AE | 48" Gate Valve Replacement | LS | CITY-VALVE REPL. | Water | Appurtenance | Yes | Yes | x | 699 | 6990 | 48 | 48 | #REF!
1640 | 699LA | 6995AE | 48" Gate Valve Replacement (City Furnished) | LS | CITY-VALVE REPL. | Water | Appurtenance | Yes | Yes | x | 699 | 6995 | 48 | 48 | #REF!
1641 | 703A | 7030 | Rock Foundation | CY | ALL | General | Trench | Yes | Yes | x | 703 | 7030
1642 | 704A | 7040 | Stabilized Backfill | CY | ALL | General | Trench | Yes | Yes | x | 704 | 7040
1643 | 704B | 7041 | Flowable Backfill | CY | ALL | General | Trench | Yes | Yes | x | 704 | 7041
1644 | 704C | 7042 | Modified Flowable Backfill | CY | ALL | General | Trench | Yes | Yes | x | 704 | 7042
1645 | 704D | 7043 | Four "F" Flowable Backfill | CY | ALL | General | Trench | Yes | Yes | x | 704 | 7043
1646 | 704E | 7044 | Four "F" Flowable Base - High Strength & Fast Set | CY | ALL | Paving | Paving | Yes | Yes | x | 704 | 7044
1647 | 705A | 7050 | Sand Backfill | CY | ALL | General | Trench | Yes | Yes | x | 705 | 7050
1648 | 705B | 7051 | Topsoil | CY | ALL | Restoration | Landscaping | Yes | Yes | x | 705 | 7051
1649 | 705C | 7052 | Cement Treated Base Backfill | CY | ALL | General | Trench | Yes | Yes | x | 705 | 7052
1650 | 705D | 7053 | Cement Stabilized Sand Backfill | CY | CITY | General | Trench | Yes | Yes | x | 705 | 7053
1651 | 706 | 7060 | Concrete Backfill | CY | ALL | General | Trench | Yes | Yes | x | 706 | 7060
1652 | 707A | 7070 | Class "A" Concrete | CY | ALL | General | Trench | Yes | Yes | x | 707 | 7070
1653 | 707B | 7071 | Class "B" Concrete | CY | ALL | General | Trench | Yes | Yes | x | 707 | 7071
1654 | 707C | 7072 | Class "C" Concrete | CY | ALL | General | Trench | Yes | Yes | x | 707 | 7072
1655 | 707D | 7073 | Class "D" Concrete | CY | ALL | General | Trench | Yes | Yes | x | 707 | 7073
1656 | 707E | 7074 | Class "E" Concrete | CY | ALL | General | Trench | Yes | Yes | x | 707 | 7074
1657 | 707F | 7075 | Class "F" Concrete | CY | ALL | General | Trench | Yes | Yes | x | 707 | 7075
1658 | 707G | 7076 | Class "H" Concrete | CY | ALL | General | Trench | Yes | Yes | x | 707 | 7076
1659 | 709A | 7090 | Furnish and Place Rip Rap | SY | ALL | Paving | Paving | Yes | Yes | x | 709 | 7090
1660 | 709B | 7095 | Furnish and Place Dry Rip Rap (Type A) | SY | ALL | Paving | Paving | Yes | Yes | x | 709 | 7095
1661 | 752A | 7520 | Temporary Paving (Hot or High Performance Mix) | TN | CITY | Paving | Paving | Yes | Yes | x | 752 | 7520
1662 | 752B | Discontinued | Temporary Paving (Flex Base) | CY | CITY | Paving | Paving | Yes | No | x | 752 | 7525
1663 |  | 7525 | Flex Base (Crushed Rock) Alley Surface | CY | CITY | Paving | Paving | No | Yes | x |  | 7525
1664 | 753A | 7530 | Concrete Curb and/or Gutter | LF | CITY | Paving | Paving | Yes | Yes | x | 753 | 7530
1665 | 753B | 7531 | Asphalt Curb and/or Gutter | LF | CITY | Paving | Paving | Yes | Yes | x | 753 | 7531
1666 | 753C | 7532 | Concrete Gutter | LF | CITY | Paving | Paving | Yes | Yes | x | 753 | 7532
1667 | 754A | 7540 | Concrete Curb | LF | CITY | Paving | Paving | Yes | Yes | x | 754 | 7540
1668 | 754B | 7545 | Asphalt Curb | LF | CITY | Paving | Paving | Yes | Yes | x | 754 | 7545
1669 | 756 | 7560 | Crushed Rock for Temporary Paving Base | CY | CITY | Paving | Paving | Yes | Yes | x | 756 | 7560
1670 | 757 | 7570 | Reinforced Concrete Paving | CY | CITY | Paving | Paving | Yes | Yes | x | 757 | 7570
1671 | 757A | 7575 | Type 3K-2 Reinforced Concrete Paving | CY | CITY | Paving | Paving | Yes | Yes | x | 757 | 7575
1672 | 758A | 7580 | Reinforced Concrete Sidewalk | SY | CITY | Paving | Paving | Yes | Yes | x | 758 | 7580
1673 | 758B | 7581 | Temporary Hot Mix Asphalt Sidewalk | SY | CITY | Paving | Paving | Yes | Yes | x | 758 | 7581
1674 | 758C | 7582 | Reinforced Concrete Paving | SY | CITY | Paving | Paving | Yes | Yes | x | 758 | 7582
1675 | 758D | 7583 | Reinforced Concrete Driveway | SY | CITY | Paving | Paving | Yes | Yes | x | 758 | 7583
1676 | 758E | 7584 | Slurry Seal Surface Treatment | SY | CITY | Paving | Paving | Yes | Yes | x | 758 | 7584
1677 | 758F | 7585 | Barrier Free Ramp | EA | CITY | Paving | Paving | Yes | Yes | x | 758 | 7585
1678 | 759 | 7590 | Reinforced Concrete Driveway | CY | CITY | Paving | Paving | Yes | Yes | x | 759 | 7590
1679 | 760 | 7600 | Reinforced Concrete Base | CY | CITY | Paving | Paving | Yes | Yes | x | 760 | 7600
1680 | 760A | 7605 | Type 3K-2 Reinforced Concrete Base | CY | CITY | Paving | Paving | Yes | Yes | x | 760 | 7605
1681 | 765A | 7650 | Penetration Type Asphalt Replacement | SY | CITY | Paving | Paving | Yes | Yes | x | 765 | 7650
1682 | 765B | 7655 | Hot Mix Asphalt Concrete Pavement | TN | CITY | Paving | Paving | Yes | Yes | x | 765 | 7655
1683 | 770A | 7700 | Geotextile Fabric (Erosion Control) | LF | ALL | General | Environmental | Yes | Yes | x | 770 | 7700
1684 | 770B | 7701 | Geotextile Fabric (Erosion Control) | SY | ALL | General | Environmental | Yes | Yes | x | 770 | 7701
1685 | 770C | 7702 | Geotextile Fabric (Embedment) | LF | ALL | General | Trench | Yes | Yes | x | 770 | 7702
1686 | 770D | 7703 | Geotextile Fabric (Embedment) | SY | ALL | General | Trench | Yes | Yes | x | 770 | 7703
1687 | 771A | 7710 | Silt Fence | LF | ALL | General | Environmental | Yes | Yes | x | 771 | 7710
1688 | 771C | 7711 | Silt Fence and Hay Bales | LF | ALL | General | Environmental | Yes | Yes | x | 771 | 7711
1689 | 771D | 7712 | Storm Water Pollution Prevention Plan | EA | ALL | General | Environmental | Yes | Yes | x | 771 | 7712
1690 | 771E | 7713 | Erosion Control | LS | ALL | General | Environmental | Yes | Yes | x | 771 | 7713
1691 | 772A | 7720 | Excavation | CY | SPECIAL | General | Excavation | Yes | Yes | x | 772 | 7720
1692 | 772C | 7725 | Rock Excavation | CY | P. DEV | General | Excavation | Yes | Yes | x | 772 | 7725
1693 | 773A | 7730 | Disposal of Heavy Chlorinated Water Main Flushing Water | LS | ALL | Water | Environmental | Yes | Yes | x | 773 | 7730
1694 | 774A | 7740 | Removal and Disposal of Contaminated Soil | CY | ALL | General | Environmental | Yes | Yes | x | 774 | 7740
1695 | 776A | 7760 | Health and Safety Plan | LS | CITY | General | Environmental | Yes | Yes | x | 776 | 7760
1696 | 776B | 7761 | Monitoring Plan | LS | CITY | General | Environmental | Yes | Yes | x | 776 | 7761
1697 | 776C | 7762 | Corrective Action Plan | LS | CITY | General | Environmental | Yes | Yes | x | 776 | 7762
1698 | 776D | 7763 | Disposal of Petroleum Contaminated Soils | CY | CITY | General | Environmental | Yes | Yes | x | 776 | 7763
1699 | 776E | 7764 | Disposal of Petroleum Contaminated Groundwater | GAL | CITY | General | Environmental | Yes | Yes | x | 776 | 7764
1700 |  | 7765 | Disposal of Class I Non-Hazardous Industrial Waste | CY | CITY | General | Environmental | No | Yes | x |  | 7765
1701 |  | 7766 | Disposal of Class II Non-Hazardous Industrial Waste | CY | CITY | General | Environmental | No | Yes | x |  | 7766
1702 |  | 7800 | Concrete Curb and Gutter | LF | CITY-PAVING REP. | Paving Rep. | Paving | No | Yes | x |  | 7800
1703 |  | 7801F | 4" Reinforced Concrete Pavement Or Base | SF | CITY-PAVING REP. | Paving Rep. | Paving | No | Yes | x |  | 7801 | 4 | 4 | #REF!
1704 |  | 7801H | 6" Reinforced Concrete Pavement Or Base | SF | CITY-PAVING REP. | Paving Rep. | Paving | No | Yes | x |  | 7801 | 6 | 6 | #REF!
1705 |  | 7801J | 8" Reinforced Concrete Pavement Or Base | SF | CITY-PAVING REP. | Paving Rep. | Paving | No | Yes | x |  | 7801 | 8 | 8 | #REF!
1706 |  | 7802 | Project Partnering And Preconstruction | LS | CITY-PAVING REP. | Paving Rep. | General | No | Yes | x |  | 7802
1707 |  | 7803 | Reinforced Concrete Sidewalk | SF | CITY-PAVING REP. | Paving Rep. | Paving | No | Yes | x |  | 7803
1708 |  | 7804D | 2" Hot-Mix Asphalt Concrete Pavement | SF | CITY-PAVING REP. | Paving Rep. | Paving | No | Yes | x |  | 7804 | 2 | 2 | #REF!
1709 |  | 7805H | 6" Type Four F Flowable-High Strength/Fast Set | SF | CITY-PAVING REP. | Paving Rep. | Paving | No | Yes | x |  | 7805 | 6 | 6 | #REF!
1710 |  | 7806H | 6" Class “K” Reinforced Concrete Paving | SF | CITY-PAVING REP. | Paving Rep. | Paving | No | Yes | x |  | 7806 | 6 | 6 | #REF!
1711 |  | 7807F | 4" Washed/Architectural/Exposed Aggregate Concrete Paving | SF | CITY-PAVING REP. | Paving Rep. | Paving | No | Yes | x |  | 7807 | 4 | 4 | #REF!
1712 |  | 7808H | 6" Special Pavement | SF | CITY-PAVING REP. | Paving Rep. | Paving | No | Yes | x |  | 7808 | 6 | 6 | #REF!
1713 |  | 7809 | 24-Hour Emergency Callout | EA | CITY-PAVING REP. | Paving Rep. | Paving | No | Yes | x |  | 7809
1714 |  | 7810 | Stand-By Time | HR | CITY-PAVING REP. | Paving Rep. | Paving | No | Yes | x |  | 7810
1715 |  | 7811 | Star (Core) Hole Repair | EA | CITY-PAVING REP. | Paving Rep. | Paving | No | Yes | x |  | 7811
1716 |  | 7812 | Traffic Buttons | EA | CITY-PAVING REP. | Paving Rep. | Paving | No | Yes | x |  | 7812
1717 |  | 7813 | Traffic Striping | LF | CITY-PAVING REP. | Paving Rep. | Paving | No | Yes | x |  | 7813
1718 |  | 7814 | Storm Drain Manhole Adjustment | EA | CITY-PAVING REP. | Paving Rep. | Adjustment | No | Yes | x |  | 7814
1719 |  | 7815 | Lump Sum Cost Difference - Other Than Dry Kiln Portland Cement | LS | CITY-PAVING REP. | Paving Rep. | General | No | Yes | x |  | 7815
1720 |  | 7816 | Sawing | LF | CITY-PAVING REP. | Paving Rep. | Paving | No | Yes | x |  | 7816
1721 |  | 7817 | Unclassified Sidewalk Excavation | CY | CITY-PAVING REP. | Paving Rep. | Excavation | No | Yes | x |  | 7817
1722 |  | 7818 | Unclassified Street Excavation | CY | CITY-PAVING REP. | Paving Rep. | Excavation | No | Yes | x |  | 7818
1723 |  | 7819 | Unclassified Alley Excavation | CY | CITY-PAVING REP. | Paving Rep. | Excavation | No | Yes | x |  | 7819
1724 |  | 7820 | General Requirements For Asphalt Base Recycling | SY | CITY-PAVING REP. | Paving Rep. | Environmental | No | Yes | x |  | 7820
1725 |  | 7821 | Fence Replacement | LF | CITY-PAVING REP. | Paving Rep. | Restoration | No | Yes | x |  | 7821
1726 |  | 7822 | Temporary Paving (Hot Mix Or High Performance Mix) | TN | CITY-PAVING REP. | Paving Rep. | Paving | No | Yes | x |  | 7822
1727 |  | 7823 | Base Repair, Flexbase, Ctb Or Rebase | CY | CITY-PAVING REP. | Paving Rep. | Paving | No | Yes | x |  | 7823
1728 |  | 7824 | Hot Mix Asphaltic Concrete Surface Course | TN | CITY-PAVING REP. | Paving Rep. | Paving | No | Yes | x |  | 7824
1729 |  | 7825 | Street Surface Milling | SY | CITY-PAVING REP. | Paving Rep. | Paving | No | Yes | x |  | 7825
1730 |  | 7826 | Underseal | SY | CITY-PAVING REP. | Paving Rep. | Paving | No | Yes | x |  | 7826
1731 |  | 7827 | Surface, Edge, And Butt Joint Milling | LF | CITY-PAVING REP. | Paving Rep. | Paving | No | Yes | x |  | 7827
1732 |  | 7828 | Sodding | SY | CITY-PAVING REP. | Paving Rep. | Restoration | No | Yes | x |  | 7828
1733 |  | 7829 | Barrier Free Ramp (Inside Dallas City Limits) | EA | CITY-PAVING REP. | Paving Rep. | Paving | No | Yes | x |  | 7829
1734 |  | 7830 | Barrier Free Ramp (Outside Dallas City Limits) | EA | CITY-PAVING REP. | Paving Rep. | Paving | No | Yes | x |  | 7830
1735 |  | 7831 | Storm Water Pollution Prevention Plan | LS | CITY-PAVING REP. | Paving Rep. | Environmental | No | Yes | x |  | 7831
1736 |  | 7832V | Adjustment Rings For 24"Storm Sewer Manhole | EA | CITY-PAVING REP. | Paving Rep. | Adjustment | No | Yes | x |  | 7832 | 24 | 24 | #REF!
1737 |  | 7832Y | Adjustment Rings For 30" Storm Sewer Manhole | EA | CITY-PAVING REP. | Paving Rep. | Adjustment | No | Yes | x |  | 7832 | 30 | 30 | #REF!
1738 |  | 7832AA | Adjustment Rings For 36" Storm Sewer Manhole | EA | CITY-PAVING REP. | Paving Rep. | Adjustment | No | Yes | x |  | 7832 | 36 | 36 | #REF!
1739 |  | 7832AB | Adjustment Rings For 40" Storm Sewer Manhole | EA | CITY-PAVING REP. | Paving Rep. | Adjustment | No | Yes | x |  | 7832 | 40 | 40 | #REF!
1740 |  | 7832AC | Adjustment Rings For 42" Storm Sewer Manhole | EA | CITY-PAVING REP. | Paving Rep. | Adjustment | No | Yes | x |  | 7832 | 42 | 42 | #REF!
1741 |  | 7832AE | Adjustment Rings For 48" Storm Sewer Manhole | EA | CITY-PAVING REP. | Paving Rep. | Adjustment | No | Yes | x |  | 7832 | 48 | 48 | #REF!
1742 |  | 7833 | Adjustment Of Water Valve Stack Box Riser And Lid In Adv. Of Resurfacing | EA | CITY-PAVING REP. | Paving Rep. | Adjustment | No | Yes | 404 |  | 7833
1743 |  | 7834 | Adjustment Of Wastewater Access Device | EA | CITY-PAVING REP. | Paving Rep. | Adjustment | No | Yes | 328 |  | 7834
1744 |  | 7835 | Adjustment Of Wastewater Mainline Cleanout In Adv. Of Resurfacing | EA | CITY-PAVING REP. | Paving Rep. | Adjustment | No | Yes | 410 |  | 7835
1745 |  | 7836V | Adjustment Of Wastewater Manholes With 24" Lid In Adv. Of Resurfacing | EA | CITY-PAVING REP. | Paving Rep. | Adjustment | No | Yes | 401 |  | 7836 | 24 | 24 | #REF!
1746 |  | 7837 | Joint And Crack Sealing | SY | CITY-PAVING REP. | Paving Rep. | Paving | No | Yes | x |  | 7837
1747 | 800C | 8000 | Barricading (Water & WW Mains) | LF | SPECIAL | General | Safety | Yes | Yes | x | 800 | 8000
1748 | 800D | 8005 | Concrete Barricading (Water & WW Mains) | LF | ALL | General | Safety | Yes | Yes | x | 800 | 8005
1749 | 801A | 8010 | Construction Staking | LS | CITY | General | Survey | Yes | Yes | x | 801 | 8010
1750 | 801B | 8011 | Construction Surveying & Staking (Water & WW Mains) | LF | CITY | General | Survey | Yes | Yes | x | 801 | 8011
1751 | 801C | 8012 | Construction Surveying & Staking (Paving) | LF | CITY | General | Survey | Yes | Yes | x | 801 | 8012
1752 | 820 | 8200 | Traffic Detour | LS | CITY | General | Safety | Yes | Yes | x | 820 | 8200
1753 | 999C | 9990 | Inspection Fee | HR | INSPECTION | General | Overtime? | Yes | Yes | x | 999 | 9990
1754 | 2030 | 20300 | Adjust and/or Relocate Water Meter Box | EA | JOINT | Wat. Adj. | Adjustment | Yes | Yes | 409, 411 | 2030 | 20300
1755 | 2033 | 20330 | Adjust Water Valve Covers & Stacks | EA | JOINT | Wat. Adj. | Adjustment | Yes | Yes | 404 | 2033 | 20330
1756 | 2033R | 20331 | Adjust Water Valve Covers & Stacks in Advance of Resurfacing | EA | JOINT | Wat. Adj. | Adjustment | Yes | Yes | 404 | 2033 | 20331
1757 | 2033X | 20332 | Adjust Water Valve Covers & Stacks in Advance of Resurfacing | EA | JOINT | Wat. Adj. | Adjustment | Yes | Yes | 404 | 2033 | 20332
1758 | 2034 | 20340 | Adjust Wastewater Lateral Cleanout | EA | JOINT | WW. Adj. | Adjustment | Yes | Yes | 406 | 2034 | 20340
1759 | 2035 | 20350 | Adjust Wastewater Mainline Cleanout | EA | JOINT | WW. Adj. | Adjustment | Yes | Yes | 410 | 2035 | 20350
1760 | 2035A | 20351 | Adjust Wastewater Access Device | EA | JOINT | WW. Adj. | Adjustment | Yes | Yes | 328 | 2035 | 20351
1761 | 2035R | 20352 | Adjust Wastewater Mainline Cleanout in Advance of Resurfacing | EA | JOINT | WW. Adj. | Adjustment | Yes | Yes | 410 | 2035 | 20352
1762 | 2035X | 20353 | Adjust Wastewater Mainline Cleanout in Advance of Resurfacing | EA | JOINT | WW. Adj. | Adjustment | Yes | Yes | 410 | 2035 | 20353
1763 |  | 20360 | Adjust Wastewater Manhole | EA | JOINT | WW. Adj. | Adjustment | No | Yes | 412
1764 | 2036 | Discontinued | Adjust Wastewater Manhole with 24" Lid | EA | JOINT | WW. Adj. | Adjustment | Yes | No | 412 | 2036 | 20360
1765 |  | 20361 | Adjust Wastewater Manhole in Advance of Resurfacing | EA | JOINT | WW. Adj. | Adjustment | No | Yes | 412
1766 | 2036R | Discontinued | Adjust Wastewater Manhole with 24" Lid in Advance of Resurfacing | EA | JOINT | WW. Adj. | Adjustment | Yes | No | 412 | 2036 | 20361
1767 |  | 20662 | Adjust Type "S" Wastewater Manhole | EA | JOINT | WW. Adj. | Adjustment | No | Yes | 412
1768 | 2036S | Discontinued | Adjust Type "S" Wastewater Manhole with 24" Lid | EA | JOINT | WW. Adj. | Adjustment | Yes | No | 412 | 2036 | 20362
1769 |  | 20363 | Adjust Type "S" Wastewater Manhole in Advance of Resurfacing | EA | JOINT | WW. Adj. | Adjustment | No | Yes | 412
1770 | 2036X | Discontinued | Adjust Wastewater Manhole with 24" Lid in Advance of Resurfacing | EA | JOINT | WW. Adj. | Adjustment | Yes | No | 412 | 2036 | 20363
1771 | 2037 | Discontinued | Adjust Wastewater Manhole with 40" Lid | EA | JOINT | WW. Adj. | Adjustment | Yes | No | 412 | 2037 | 20370
1772 | 2037R | Discontinued | Adjust Wastewater Manhole with 40" Lid in Advance of Resurfacing | EA | JOINT | WW. Adj. | Adjustment | Yes | No | 412 | 2037 | 20371
1773 | 2037S | Discontinued | Adjust Type "S" Wastewater Manhole with 40" Lid | EA | JOINT | WW. Adj. | Adjustment | Yes | No | 412 | 2037 | 20372
1774 | 2037X | Discontinued | Adjust Wastewater Manhole with 40" Lid in Advance of Resurfacing | EA | JOINT | WW. Adj. | Adjustment | Yes | No | 412 | 2037 | 20373
1775 |  | 20380 | Adjust Water Manhole | EA | JOINT | Wat. Adj. | Adjustment | No | Yes | 412
1776 |  | 20381 | Adjust Water Manhole in Advance of Resurfacing | EA | JOINT | Wat. Adj. | Adjustment | No | Yes | 412
1777 | 2038 | Discontinued | Adjust Water Manhole with 24" Lid | EA | JOINT | Wat. Adj. | Adjustment | Yes | No | 412 | 2038 | 20380
1778 | 2038R | Discontinued | Adjust Water Manhole with 24" Lid in Advance of Paving | EA | JOINT | Wat. Adj. | Adjustment | Yes | No | 412 | 2038 | 20381
1779 | 2038X | Discontinued | Adjust Water Manhole with 24" Lid in Advance of Paving | EA | JOINT | Wat. Adj. | Adjustment | Yes | No | 412 | 2038 | 20382
1780 | 2039 | Discontinued | Adjust Water Manhole with 40" Lid | EA | JOINT | Wat. Adj. | Adjustment | Yes | No | 412 | 2039 | 20390
1781 | 2039R | Discontinued | Adjust Water Manhole with 40" Lid in Advance of Resurfacing | EA | JOINT | Wat. Adj. | Adjustment | Yes | No | 412 | 2039 | 20391
1782 | 2039X | Discontinued | Adjust Water Manhole with 40" Lid in Advance of Resurfacing | EA | JOINT | Wat. Adj. | Adjustment | Yes | No | 412 | 2039 | 20392
1783 | 2040 | 20400 | Adjust Flush Point | EA | JOINT | Wat. Adj. | Adjustment | Yes | Yes | 207 | 2040 | 20400
1784 | 2041 | 20410 | Adjust Type 1 Air Valve | EA | JOINT | Wat. Adj. | Adjustment | Yes | Yes | 208 | 2041 | 20410
1785 | 2042 | 20420 | Adjust Type 2 Air Valve | EA | JOINT | Wat. Adj. | Adjustment | Yes | Yes | 209, 210 | 2042 | 20420
1786 | 2043 | 20430 | Install Fire Hydrant Extension | EA | JOINT | Wat. Adj. | Adjustment | Yes | Yes | 224 | 2043 | 20430
1787 | 2044 | 20440 | Remove Fire Hydrant Extension | EA | JOINT | Wat. Adj. | Adjustment | Yes | Yes | x | 2044 | 20440
1788 | 2045 | 20450 | Adjust Large Water Service Cover and Frame | EA | JOINT | Wat. Adj. | Adjustment | Yes | Yes | 411, 502, 506 | 2045 | 20450
1789 | 2050 | 20500 | Investigation | EA | ALL | General | General | Yes | Yes | x | 2050 | 20500
1790 | 2051 | 20510 | Lump Sum Cost Difference - Other than Dry Kiln Portland Cement | LS | ALL | General | General | Yes | Yes | x | 2051 | 20510
1791 | 2054 | 20540 | Alter Water Valve Covers & Stacks | EA | JOINT | Wat. Adj. | Adjustment | Yes | Yes | x | 2054 | 20540
1792 | 2055 | 20550 | Alter Wastewater Mainline Cleanout | EA | JOINT | WW. Adj. | Adjustment | Yes | Yes | 410 | 2055 | 20550
1793 |  | 20560 | Alter Wastewater Manhole | EA | JOINT | WW. Adj. | Adjustment | No | Yes | 311
1794 | 2056 | Discontinued | Alter Wastewater Manhole with 24" Lid | EA | JOINT | WW. Adj. | Adjustment | Yes | No | 311 | 2056 | 20560
1795 | 2057 | Discontinued | Alter Wastewater Manhole with 40" Lid | EA | JOINT | WW. Adj. | Adjustment | Yes | No | 311 | 2057 | 20570
1796 |  | 20580 | Alter Water Manhole | EA | JOINT | Wat. Adj. | Adjustment | No | Yes | 401
1797 | 2058 | Discontinued | Alter Water Manhole with 24" Lid | EA | JOINT | Wat. Adj. | Adjustment | Yes | No | 401 | 2058 | 20580
1798 | 2059 | Discontinued | Alter Water Manhole with 40" Lid | EA | JOINT | Wat. Adj. | Adjustment | Yes | No | 401 | 2059 | 20590
1799 | 2060 | 20600 | Install Cleanout on Existing Wastewater Lateral | EA | JOINT | WW. Adj. | Adjustment | Yes | Yes | 406 | 2060 | 20600
1800 | 2062 | 20620 | Replace Existing Wastewater Lateral Cleanout | EA | JOINT | WW. Adj. | Adjustment | Yes | Yes | 407 | 2062 | 20620
1801 | 2063 | 20630 | Relocate Type 1 Air Valve | EA | JOINT | Wat. Adj. | Adjustment | Yes | Yes | 208 | 2063 | 20630
1802 | 2064 | 20640 | Relocate Type 2 Air Valve | EA | JOINT | Wat. Adj. | Adjustment | Yes | Yes | 209, 210 | 2064 | 20640
1803 | 2065 | 20650 | Replace Existing Fire Hydrant | EA | JOINT | Wat. Adj. | Adjustment | Yes | Yes | 224 | 2065 | 20650
1804 | 2065A | 20651 | Replace Existing Fire Hydrant To Final Grade | EA | JOINT | Wat. Adj. | Adjustment | Yes | Yes | x | 2065 | 20651
1805 | 2065B | 20652 | Adjust/Relocate New Fire Hydrant | EA | JOINT | Wat. Adj. | Adjustment | Yes | Yes | 224 | 2065 | 20652
1806 | 2066 | 20660 | Relocate Commercial Water Service | EA | JOINT | Wat. Adj. | Adjustment | Yes | Yes | x | 2066 | 20660
1807 | 2067 | 20670 | Abandon Water Service Off Existing Main | EA | JOINT | Wat. Adj. | Adjustment | Yes | Yes | x | 2067 | 20670
1808 | 2068 | 20680 | Abandon Wastewater Lateral Off Existing Main | EA | JOINT | WW. Adj. | Adjustment | Yes | Yes | x | 2068 | 20680
1809 | 2070 | 20700 | Adjust Existing Wastewater Lateral | EA | JOINT | WW. Adj. | Adjustment | Yes | Yes | 406 | 2070 | 20700
1810 | 2091 | 20910 | Replace Existing 4' Diameter Manhole | EA | JOINT | WW. Adj. | Adjustment | Yes | Yes | 311 | 2091 | 20910
1811 | 2092 | 20920 | Replace Existing 5' Diameter Manhole | EA | JOINT | WW. Adj. | Adjustment | Yes | Yes | 311 | 2092 | 20920
1812 |  | 20390 | Relocate Pipe-To-Soil Potential Monitoring Station | EA | JOINT | Wat. Adj. | Adjustment | No | Yes | 417
1813 | 9999 | 99990 | Material On Hand | LS | INSPECTION | General | Mobilization? | Yes | Yes | x | 999 | 9999

## Size indicators with exceptions
Letter | Size
A | 3/4"
B | 1"
C | 1.5"
D | 2"
E | 3"
F | 4"
G | 5"
H | 6"
I |  | Too Close to "1"
J | 8"
K | 10"
L | 12"
M | 14"
N | 15"
O |  | Too Close to "0"
P |  | Used for "Paving"
Q | 16"
R | 18"
S | 20"
T |  | Reserve for "Temporary" items
U | 21"
V | 24"
W | 27"
X |  | Used for "Extra Depth"
Y | 30"
Z | 33"
AA | 36"
AB | 39"
AC | 42"
AD | 45"
AE | 48"
AF | 54"
AG | 60"
AH | 66"
AI |  | Too Close to "1"
AJ | 72"
AK | 78"
AL | 84"
AM | 90"
AN | 96"
AO |  | Too Close to "0"
AP |  | Used for Paving
AQ | 102"
AR | 108"
AS | 114"
AT |  | Reserve for "Temporary" items
AU | 120"
AV | 126"
AW | 132"
AX |  | Used for "Extra Depth"
AY | 138"
AZ | 144"